## All Years
WB Terminal Program Generator |  |  |  | Page 1: Assumptions Summary - All Years
|  | Fixed Link Calculations Added | Project: | SFO Terminal 1 Reconstruction; Scheme Design Phase | [46 empty] | Austin Webcor Joint Venture
RCS |  | 2016-05-09 | 17 | 2014 |  | 2015 |  | 2016 |  | 2017 |  | 2018 |  | 2019 |  | 2020 |  | 2021 |  | 2022 |  | 2023 |  | 2024 |  | 2025 |  | 2026 |  | 2027 |  | 2028 |  | 2029 |  | 2030 |  | 2031 |  | 2032 |  | 2033 |  | 2034 |  | 2044 |  |  |  |  | HKS-WB-ED2-KYA
|  |  |  | Units | Area (m2 ) | Units | Area (m2 ) | Units | Area (m2 ) | Units | Area (m2 ) | Units | Area (m2 ) | Units | Area (m2 ) | Units | Area (m2 ) | Units | Area (m2 ) | Units | Area (m2 ) | Units | Area (m2 ) | Units | Area (m2 ) | Units | Area (m2 ) | Units | Area (m2 ) | Units | Area (m2 ) | Units | Area (m2 ) | Units | Area (m2 ) | Units | Area (m2 ) | Units | Area (m2 ) | Units | Area (m2 ) | Units | Area (m2 ) | Units | Area (m2 ) | Units | Area (m2 ) | All years are Financial Years
TFI 2014 FORECAST (CENTRAL); Extrapolated to 2045 by WB; Busy Hour Forecast by PAPL/CM; Stand Demand by Airbiz (adjusted in 2015/16 per Emirates A380 service commencing Q1 2015) | [47 empty] | Actual traffic in FY 2013 was 3.764 mppa
|  | Annual Passengers (T1 International) | MPPA | 4.12 |  | 4.325 |  | 4.514 |  | 4.707 |  | 4.897 |  | 5.086 |  | 5.274 |  | 5.478 |  | 5.687 |  | 5.901 |  | 6.119 |  | 6.342 |  | 6.57 |  | 6.802 |  | 7.038 |  | 7.28 |  | 7.526 |  | 7.777 |  | 8.035 |  | 8.298 |  | 8.566 |  | 11.498 |  | XX | Base Scenario Forecast Data
|  | International 2-way 'Busy Hour' (Notional) | Pax | 1612.5 |  | 1695 |  | 1770 |  | 1845 |  | 1912.5 |  | 1995 |  | 2070 |  | 2145 |  | 2227.5 |  | 2310 |  | 2400 |  | 2482.5 |  | 2572.5 |  | 2662.5 |  | 2752.5 |  | 2835 |  | 2925 |  | 3015 |  | 3112.5 |  | 3210 |  | 3300 |  | 4335 |  | XX | Key Input Assumptions
|  | International Departures 'Busy Hour' | Pax | 1020 |  | 1070 |  | 1120 |  | 1170 |  | 1210 |  | 1260 |  | 1310 |  | 1360 |  | 1410 |  | 1460 |  | 1520 |  | 1570 |  | 1630 | 71.05% | 1680 | 84.21% | 1740 |  | 1790 |  | 1850 |  | 1910 |  | 1970 |  | 2030 |  | 2090 |  | 2740 |  | The 'Busy Hour' is the design peak not an absolute peak (defined for this project as the 95th Percentile Busy Hour) and was determined on a 'Rolling' rather than 'Clock' hour basis.
|  | International Arrivals 'Busy Hour' | Pax | 1130 |  | 1190 |  | 1240 |  | 1290 |  | 1340 |  | 1400 |  | 1450 |  | 1500 |  | 1560 |  | 1620 |  | 1680 |  | 1740 |  | 1800 |  | 1870 |  | 1930 |  | 1990 |  | 2050 |  | 2110 |  | 2180 |  | 2250 |  | 2310 |  | 3040
|  | Active Stand Demand Code F Stands | Stands | 0 |  | 1 |  | 1 |  | 1 |  | 1 |  | 1 |  | 1 |  | 1 |  | 1 |  | 1 |  | 2 |  | 2 |  | 2 |  | 2 |  | 3 |  | 3 |  | 3 |  | 3 |  | 3 |  | 3 |  | 3 |  | 5 |  | Assumption that Emirates upgrade one flight to A380 in FY2015
|  | Active Stand Demand Code E Stands | Stands | 5 |  | 4 |  | 5 |  | 5 |  | 5 |  | 5 |  | 6 |  | 6 |  | 6 |  | 6 |  | 6 |  | 6 |  | 6 |  | 6 |  | 6 |  | 6 |  | 6 |  | 6 |  | 7 |  | 7 |  | 7 |  | 7 |  | Four Code F stands required in 2036 & five in 2040.
|  | Active Stand Demand Code C Stands | Stands | 1 |  | 1 |  | 1 |  | 1 |  | 1 |  | 1 |  | 1 |  | 1 |  | 1 |  | 1 |  | 1 |  | 1 |  | 1 |  | 1 |  | 1 |  | 1 |  | 1 |  | 1 |  | 1 |  | 1 |  | 1 |  | 2 |  | Second Code C stand required in 2044
International Airside |  | Duty-free: airside departures | m2 |  | 823 |  | 823 |  | 823 |  | 823 |  | 1520 |  | 1580 |  | 1640 |  | 1710 |  | 1770 |  | 1840 |  | 1900 |  | 1970 |  | 2040 |  | 2100 |  | 2170 |  | 2240 |  | 2300 |  | 2370 |  | 2440 |  | 2510 |  | 2580 |  | 3290 | )
|  | Food/beverage (incl. seating) | m2 |  | 348 |  | 348 |  | 348 |  | 348 |  | 2010 |  | 2090 |  | 2170 |  | 2270 |  | 2350 |  | 2450 |  | 2530 |  | 2630 |  | 2730 |  | 2810 |  | 2910 |  | 3010 |  | 3090 |  | 3190 |  | 3290 |  | 3390 |  | 3490 |  | 4500 | ) Numbers taken from Retail Space Planning workbook of 23/Nov/2013
|  | News/books + specialty retail | m2 |  | 270 |  | 270 |  | 270 |  | 270 |  | 1410 |  | 1470 |  | 1530 |  | 1600 |  | 1660 |  | 1730 |  | 1790 |  | 1860 |  | 1930 |  | 1990 |  | 2060 |  | 2130 |  | 2190 |  | 2260 |  | 2330 |  | 2400 |  | 2470 |  | 3180 | )
|  | Open F&F Seating; demand based on BH | Seats ¦ m2 | [8 empty] | 321 | 642 | 335 | 670 | 348 | 696 | 361 | 722 | 374 | 748 | 388 | 776 | 404 | 808 | 417 | 834 | 433 | 866 | 446 | 892 | 462 | 924 | 475 | 950 | 491 | 982 | 507 | 1014 | 523 | 1046 | 539 | 1078 | 555 | 1110 | 727 | 1454 | 0.2652 | Combo Factor (STEP) | 2 | m2 per seat average
|  | International Arrivals Duty Free | m2 |  | 1115 |  | 1115 |  | 1115 |  | 1200 |  | 1200 |  | 1200 |  | 1200 |  | 1200 |  | 1200 |  | 1200 |  | 1400 |  | 1400 |  | 1400 |  | 1400 |  | 1400 |  | 1400 |  | 1400 |  | 1400 |  | 1400 |  | 1400 |  | 1400 |  | 1600 | Numbers taken from Retail Space Planning workbook of 23/Nov/2013
Processing Assumptions - General | [47 empty] | REVISIONS
|  | Utilization Factor: | % | 91% | Allows for equipment malfunction and unplanned staff absence - effectively adds a contingency/margin of: | [11 empty] | 9.89% | [30 empty] | 0 | Jul. 28th 2015 | First Issue
|  | Transfer Pax International to International | % | 1% | Passengers need to clear international security screening, bags checked through. | [42 empty] | 1 | Aug. 7th 2015 | Concouse area estimate commenced
|  | Transfer Pax Domestic to International | % | 2% | These passengers need to clear international security screening and outbound passport control; bags can have been checked through. | [42 empty] | 2 | Aug. 10th 2015 | Titles Adjusted
|  | Transfer Pax International to Domestic | % | 2% | These passengers need to clear immigration, collect their bags and clear customs and quarantine before rechecking bags for the onward domestic flight. | [42 empty] | 3 | Aug. 11th 2015 | Gate Lounge Calculations Adjusted
|  | Ratio of Absolute Peak Hour to BH | % | 145% | Use for stress testing - pre-Christmas peak. | [42 empty] | 4 | Aug. 13th 2015 | Concourse Op4 added; Grp V MARS corrected
|  | Average Load Factor (Busy Hour) | % | 85% | Used to derive busy hour from current schedule in absence of survey data; also used for holdroom sizing. Stress test at 95%. | [42 empty] | 5 | Aug. 24th 2015 | Gate Allocation Analysis tab added.
|  | Coincidence of Peaks | % | 75% | Rough & Ready Plug Number (WB assumption) | [42 empty] | 6 | Sep. 15th 2015 | Gate Seating Tab Updated
|  | Departures Farewellers | No. | 1.82 | This is the average number of people accompanying a departing passenger (source PAPL 08/Oct/12). | [11 empty] | Surprisingly high ! | [30 empty] | 7 | Oct. 19th 2015 | Programming Layout Areas Tab Added
|  | Arrivals Meeters & Greeters | No. | 0.38 | This is the average number of people meeting an arriving passenger (source ARUP survey May 2011). | [11 empty] | Surprisingly low ! | [30 empty] | 8 | Nov. 19th 2015 | Space descriptions & support areas updated.
|  | Proportion of Premium passengers | % | 15% | Business and First class passengers and Frequent Flyers with priority and/or lounge access privileges. | [42 empty] | 9 | Dec. 21st 2015 | SD Working Copy
|  | General Departures Lounge Dwell Time | Min. | 85 | Assumption used for STEP Proof of Concept Study, based on preceeding survey work. | [42 empty] | 10 | 2016-03-24 | Shared gate seating area discount taken (10%).
|  | Proportion of Pax Smartgate Eligible | % | 65% | Assume that this remains constant over time. | [42 empty] | 11 | 2016-04-05 | End of concourse comparison to T2 added.
|  | Hold bags/pax (of pax with hold bags) | No. | 1.4 | Input to baggage system design. Overall ratio of hold bags to pax: | [7 empty] | 1.33 | after allowing for pax without hold bags. | [33 empty] | 12 | 2016-04-07 | Full gate by gate area analysis of options added.
|  | Oversize bags (of all hold bags) | % | 6% | Input to baggage system design - using current definition of oversize. | [7 empty] | What about % of very oversize (bicycles, surf boards, golf bags) ? | [34 empty] | 13 | 2016-04-11 | Gate area seating Calcs reviewed
[48 empty] | 14 | 2016-04-13 | Gate Areas Updated to latest plans
[48 empty] | 15 | 2016-04-25 | Workbook Restructured, Gate Parameters added.
[48 empty] | 16 | 2016-04-28 | Seat numbers added to Gate Parameters
[48 empty] | 17 | 2016-05-09 | Fixed Link Calculations Added
| Bag drop & residual check-in |  | FY | 2014 |  | 2015 |  | 2016 |  | 2017 |  | 2018 |  | 2019 |  | 2020 |  | 2021 |  | 2022 |  | 2023 |  | 2024 |  | 2025 |  | 2026 |  | 2027 |  | 2028 |  | 2029 |  | 2030 |  | 2031 |  | 2032 |  | 2033 |  | 2034 |  | 2044
| A | Pax with no hold baggage | % | 5% |  | 5% |  | 5% |  | 5% |  | 5% |  | 5% |  | 5% |  | 5% |  | 5% |  | 5% |  | 5% |  | 5% |  | 5% |  | 5% |  | 5% |  | 5% |  | 5% |  | 5% |  | 5% |  | 5% |  | 5% |  | 5% |  | Assume that this remains constant over time.
| B | Pax checked-in online/remote/mobile | % | 40% |  | 50% |  | 60% |  | 70% |  | 75% |  | 75% |  | 80% |  | 80% |  | 80% |  | 80% |  | 85% |  | 85% |  | 85% |  | 85% |  | 85% |  | 85% |  | 90% |  | 90% |  | 90% |  | 95% |  | 95% |  | 95% |  | Presume that this increases over time
| C | Remote Bag Drop | % | 0% |  | 0% |  | 0% |  | 0% |  | 0% |  | 0% |  | 0% |  | 0% |  | 0% |  | 0% |  | 0% |  | 0% |  | 0% |  | 0% |  | 0% |  | 0% |  | 0% |  | 0% |  | 0% |  | 0% |  | 0% |  | 0% |  | Per meeting at WB 11/Sep/13
|  | Online/remote/mobile C-I no hold bags | % | 2% |  | 2.5% |  | 3% |  | 3.5% |  | 3.75% |  | 3.75% |  | 4% |  | 4% |  | 4% |  | 4% |  | 4.25% |  | 4.25% |  | 4.25% |  | 4.25% |  | 4.25% |  | 4.25% |  | 4.5% |  | 4.5% |  | 4.5% |  | 4.75% |  | 4.75% |  | 4.75%
|  | Online/remote/mobile C-I with hold bags | % | 38% |  | 47.5% |  | 57% |  | 66.5% |  | 71.25% |  | 71.25% |  | 76% |  | 76% |  | 76% |  | 76% |  | 80.75% |  | 80.75% |  | 80.75% |  | 80.75% |  | 80.75% |  | 80.75% |  | 85.5% |  | 85.5% |  | 85.5% |  | 90.25% |  | 90.25% |  | 90.25%
| D | 'B' pax with pre-printed bag tags/dongles | % | 0% |  | 5% |  | 10% |  | 20% |  | 30% |  | 35% |  | 40% |  | 45% |  | 45% |  | 55% |  | 45% |  | 65% |  | 70% |  | 75% |  | 75% |  | 80% |  | 80% |  | 80% |  | 85% |  | 90% |  | 90% |  | 95% |  | EG Qantas dongle, becomes ubiquitous
| E | 'B' pax wishing to amend seat or reprint | % | 10% |  | 10% |  | 10% |  | 5% |  | 5% |  | 5% |  | 5% |  | 5% |  | 5% |  | 5% |  | 5% |  | 5% |  | 5% |  | 5% |  | 5% |  | 5% |  | 5% |  | 5% |  | 5% |  | 5% |  | 5% |  | 5% |  | Not factored in at present !
| F | Pax preferring staffed check-in desk | % | 70% |  | 67% |  | 65% |  | 60% |  | 50% |  | 40% |  | 30% |  | 28% |  | 28% |  | 25% |  | 28% |  | 23% |  | 22% |  | 21% |  | 20% |  | 19% |  | 18% |  | 17% |  | 15% |  | 12% |  | 12% |  | 10% |  | Of those who need to check-in, amend or drop bags
|  | Pax already checked-in & no bags | % | 2% |  | 2.5% |  | 3% |  | 3.5% |  | 3.75% |  | 3.75% |  | 4% |  | 4% |  | 4% |  | 4% |  | 4.25% |  | 4.25% |  | 4.25% |  | 4.25% |  | 4.25% |  | 4.25% |  | 4.5% |  | 4.5% |  | 4.5% |  | 4.75% |  | 4.75% |  | 4.75% |  | No bags plus remote bag drop
|  | Pax needing to check-in without bags | % | 3% |  | 2.5% |  | 2% |  | 1.5% |  | 1.25% |  | 1.25% |  | 1% |  | 1% |  | 1% |  | 1% |  | 0.75% |  | 0.75% |  | 0.75% |  | 0.75% |  | 0.75% |  | 0.75% |  | 0.5% |  | 0.5% |  | 0.5% |  | 0.25% |  | 0.25% |  | 0.25% |  | Assume all would use kiosks if available
|  | Pax needing to check-in with bags | % | 57% |  | 47.5% |  | 38% |  | 28.5% |  | 23.75% |  | 23.75% |  | 19% |  | 19% |  | 19% |  | 19% |  | 14.25% |  | 14.25% |  | 14.25% |  | 14.25% |  | 14.25% |  | 14.25% |  | 9.5% |  | 9.5% |  | 9.5% |  | 4.75% |  | 4.75% |  | 4.75%
|  | Pax needing to bag-drop only | % | 38% |  | 47.5% |  | 57% |  | 66.5% |  | 71.25% |  | 71.25% |  | 76% |  | 76% |  | 76% |  | 76% |  | 80.75% |  | 80.75% |  | 80.75% |  | 80.75% |  | 80.75% |  | 80.75% |  | 85.5% |  | 85.5% |  | 85.5% |  | 90.25% |  | 90.25% |  | 90.25% |  | Assume all would use kiosks for bag tag printing if available
|  | Check total | % | 100% |  | 100% |  | 100% |  | 100% |  | 100% |  | 100% |  | 100% |  | 100% |  | 100% |  | 100% |  | 100% |  | 100% |  | 100% |  | 100% |  | 100% |  | 100% |  | 100% |  | 100% |  | 100% |  | 100% |  | 100% |  | 100%
|  | Pax w. bags who would check-in at kiosk | % | 17.1% |  | 15.67% |  | 13.3% |  | 11.4% |  | 11.88% |  | 14.25% |  | 13.3% |  | 13.68% |  | 13.68% |  | 14.25% |  | 10.26% |  | 10.97% |  | 11.12% |  | 11.26% |  | 11.4% |  | 11.54% |  | 7.79% |  | 7.885% |  | 8.075% |  | 4.18% |  | 4.18% |  | 4.275% |  | Arrive at airport not checked-in.
|  | Availability of kiosks | % | 0% |  | 0% |  | 25% |  | 50% |  | 75% |  | 90% |  | 95% |  | 100% |  | 100% |  | 100% |  | 100% |  | 100% |  | 100% |  | 100% |  | 100% |  | 100% |  | 100% |  | 100% |  | 100% |  | 100% |  | 100% |  | 100% |  | Availability relative to flights/airlines
|  | Pax checking-in at kiosks with bags | % | 0% |  | 0% |  | 3.325% |  | 5.7% |  | 8.906% |  | 12.83% |  | 12.63% |  | 13.68% |  | 13.68% |  | 14.25% |  | 10.26% |  | 10.97% |  | 11.12% |  | 11.26% |  | 11.4% |  | 11.54% |  | 7.79% |  | 7.885% |  | 8.075% |  | 4.18% |  | 4.18% |  | 4.275% |  | All would then use self-bag-drop if available.
|  | Pax checking-in at kiosks without bags | % | 0% |  | 0% |  | 0.5% |  | 0.75% |  | 0.9375% |  | 1.125% |  | 0.95% |  | 1% |  | 1% |  | 1% |  | 0.75% |  | 0.75% |  | 0.75% |  | 0.75% |  | 0.75% |  | 0.75% |  | 0.5% |  | 0.5% |  | 0.5% |  | 0.25% |  | 0.25% |  | 0.25%
| • | Pax check-in at staffed desk no bags | % | 3% |  | 2.5% |  | 1.5% |  | 0.75% |  | 0.3125% |  | 0.125% |  | 0.05% |  | 0% |  | 0% |  | 0% |  | 0% |  | 0% |  | 0% |  | 0% |  | 0% |  | 0% |  | 0% |  | 0% |  | 0% |  | 0% |  | 0% |  | 0%
| • | Pax check-in at staffed desk + bags | % | 57% |  | 47.5% |  | 34.67% |  | 22.8% |  | 14.84% |  | 10.92% |  | 6.365% |  | 5.32% |  | 5.32% |  | 4.75% |  | 3.99% |  | 3.278% |  | 3.135% |  | 2.993% |  | 2.85% |  | 2.708% |  | 1.71% |  | 1.615% |  | 1.425% |  | 0.57% |  | 0.57% |  | 0.475%
|  | Pax who would self-bag-drop | % | 11.4% |  | 15.67% |  | 23.27% |  | 32.3% |  | 44.53% |  | 55.57% |  | 65.83% |  | 68.4% |  | 68.4% |  | 71.25% |  | 68.4% |  | 73.15% |  | 74.1% |  | 75.05% |  | 76% |  | 76.95% |  | 77.9% |  | 78.85% |  | 80.75% |  | 83.6% |  | 83.6% |  | 85.5%
|  | Availability of self-bag-drop stations | % | 0% |  | 0% |  | 15% |  | 30% |  | 40% |  | 45% |  | 50% |  | 65% |  | 70% |  | 75% |  | 80% |  | 85% |  | 90% |  | 95% |  | 100% |  | 100% |  | 100% |  | 100% |  | 100% |  | 100% |  | 100% |  | 100% |  | Availability relative to flights/airlines
|  | Pax printing bag tags at kiosks | % | 0% |  | 0% |  | 7.695% |  | 15.96% |  | 19.95% |  | 20.84% |  | 22.8% |  | 27.17% |  | 29.26% |  | 25.65% |  | 35.53% |  | 24.02% |  | 21.8% |  | 19.18% |  | 20.19% |  | 16.15% |  | 17.1% |  | 17.1% |  | 12.83% |  | 9.025% |  | 9.025% |  | 4.513% |  | Bag-dropping pax without pre-printed tags or dongles x availability
| • | Pax using self-bag-drop stations | % | 0% |  | 0% |  | 3.491% |  | 9.69% |  | 17.81% |  | 25.01% |  | 32.92% |  | 44.46% |  | 47.88% |  | 53.44% |  | 54.72% |  | 62.18% |  | 66.69% |  | 71.3% |  | 76% |  | 76.95% |  | 77.9% |  | 78.85% |  | 80.75% |  | 83.6% |  | 83.6% |  | 85.5%
| • | Pax bag drop at staffed check-in desk | % | 38% |  | 47.5% |  | 56.83% |  | 62.51% |  | 62.34% |  | 59.07% |  | 55.72% |  | 45.22% |  | 41.8% |  | 36.81% |  | 36.29% |  | 29.55% |  | 25.17% |  | 20.71% |  | 16.15% |  | 15.34% |  | 15.39% |  | 14.54% |  | 12.83% |  | 10.83% |  | 10.83% |  | 9.025%
| • | Pax bypassing check-in/bag-drop | % | 2% |  | 2.5% |  | 3.5% |  | 4.25% |  | 4.688% |  | 4.875% |  | 4.95% |  | 5% |  | 5% |  | 5% |  | 5% |  | 5% |  | 5% |  | 5% |  | 5% |  | 5% |  | 5% |  | 5% |  | 5% |  | 5% |  | 5% |  | 5% |  | Already checked-in and no bags to drop or kiosk only
|  | Check total (•) | % | 100% |  | 100% |  | 100% |  | 100% |  | 100% |  | 100% |  | 100% |  | 100% |  | 100% |  | 100% |  | 100% |  | 100% |  | 100% |  | 100% |  | 100% |  | 100% |  | 100% |  | 100% |  | 100% |  | 100% |  | 100% |  | 100%
|  | Total pax using kiosks | % | 0% |  | 0% |  | 11.52% |  | 22.41% |  | 29.79% |  | 34.79% |  | 36.38% |  | 41.85% |  | 43.94% |  | 40.9% |  | 46.54% |  | 35.75% |  | 33.67% |  | 31.19% |  | 32.34% |  | 28.44% |  | 25.39% |  | 25.48% |  | 21.4% |  | 13.46% |  | 13.46% |  | 9.038% |  | For check-in or bag tag printing
|  | Total pax using staffed check-in desk | % | 98% |  | 97.5% |  | 93.01% |  | 86.06% |  | 77.5% |  | 70.12% |  | 62.13% |  | 50.54% |  | 47.12% |  | 41.56% |  | 40.28% |  | 32.82% |  | 28.31% |  | 23.7% |  | 19% |  | 18.05% |  | 17.1% |  | 16.15% |  | 14.25% |  | 11.4% |  | 11.4% |  | 9.5% |  | For check-in or bag drop
|  |  |  | 2014 |  | 2015 |  | 2016 |  | 2017 |  | 2018 |  | 2019 |  | 2020 |  | 2021 |  | 2022 |  | 2023 |  | 2024 |  | 2025 |  | 2026 |  | 2027 |  | 2028 |  | 2029 |  | 2030 |  | 2031 |  | 2032 |  | 2033 |  | 2034 |  | 2044
Note on G10: Richard Spencer: Emirates changing one daily service to an A380 in early CY 2015.
Note on G11: Richard Spencer: One current Code E stand requirement upgraded to a Code F.
Note on I11: Richard Spencer: Additional WB stand now a Code E as Code F introduced in FY 2015.

## Reference Aircraft
Terminal Program Generator |  |  |  | Page 2; Reference Aircraft
|  |  | Project: | SFO Terminal 1 Reconstruction; Scheme Design Phase | [12 empty] | Austin Webcor Joint Venture
RCS |  | 2016-05-09 | 17 | 2015 |  | 2018 |  | 2022 |  | Base |  | High |  | Assumptions |  |  | HKS-WB-ED2-KYA
Base Data for Reference |  |  |  | Units |  | Units |  | Units |  | Units |  | Units
|  | ANNUAL PAX; T1 (BAB+BAC) | MPPA |  |  | 15.13 |  | 16.77 |  | 17.32 |  | 19.82 |  | XX | Base Scenario Forecast Data, from Assumptions Summary A
|  | DDFS 'Peak Hour' Total Pax | Pax |  |  | 3520 |  | 4258 |  | 4513 |  | 5090 |  | XX | Calculated values
|  | DDFS 'Peak Hour' Departure Pax | Pax |  |  | 2283 |  | 2497 |  | 2663 |  | 2912 |  | #REF!
|  | DDFS 'Peak Hour' Arrival Pax | Pax |  |  | 2193 |  | 2358 |  | 2444 |  | 2914
Departures Process | [13 empty] | XX | Key Input Assumptions
Terminal Access
|  | Flow rate per access doorway | pax/hr | 1200 | Negotiate revolving door or access lobby |  |  |  |  | 1 | Minutes max queuing time |  |  | 3 | Time one person to next entering
Check-In Process
|  | Check-In spread factor International: | % | 80% | Passengers for one flight arrive over more than 1 hour. |  |  |  |  | Better to use a 'turn-up profile' if avail. |  |  |  | 75 | Turn up period
|  | Check-in/bag-drop opens before dep.: | min | 180 | (for single flight operations) |  |  |  | Closes prior to dep.: | 45 | min | NB: 30 min is currently feasible but probably not with STEP due to greater distance to gates.
|  | Bag drop process (tagged at kiosk): | sec | 90 | 3 | Maximum queuing time (min) |  |  | Allows for proportion of multiple bag pax.
|  | Check-in at Kiosk, no bags | sec | 90 | 2 | Maximum queuing time (min) |  | Same time applies to stand alone bag tag printing at Kiosk |  |  |  | WB Assumptions
|  | Check-in at Kiosk + bags, inc. bag tag print | sec | 120 | 2 | Maximum queuing time (min) | [7 empty] | Baggage Handling - Outbound |  |  | Per AirBiz
|  | Bag drop at conventional Check-in | sec | 120 | 3 | Maximum queuing time (min) | [7 empty] | 20% | Early Bag Store provision
|  | Conventional Check-In, carry-on only: | sec | 90 | 10 | Maximum queuing time (min) |  | Per AirBiz, IATA propose 12 min as 'Acceptable'. | [5 empty] | 12 | Make Up positions per Code F
|  | Conventional Check-In, economy or all: | sec | 180 | 10 | Maximum queuing time (min) |  | Per AirBiz, IATA propose 12 min as 'Acceptable'. | [5 empty] | 10 | Make Up positions per Code E
|  | Conventional Check-In, premium: | sec | 180 | 3 | Maximum queuing time (min) |  | Per IATA 'Acceptable', AirBiz use 5 min = IATA 'Long'. | [5 empty] | 7 | Make Up positions per Code D
| Boarding Card Check / Access Control to Emmigration | [12 empty] | 5 | Make Up positions per Code C
|  | Boarding pass check rate | pax/hr | 900 |  |  | Process time per pax (sec): | 4 | [5 empty] | 4 | m length per Make Up position
|  | Maximum queuing time | min | 3
Emmigration - Outbound Passport Control
|  | Departure cards required: |  | Yes | Assume does not change
|  |  |  | 2015 |  | 2018 |  | 2022 |  | Base |  | High
|  | Use of Smart Gates (% of all pax) | % | 0% |  | 50% |  | 80% |  | 80% |  | 80% |  | Per AirBiz/PAPL 12/Jun/13
|  | Smart Gate processing time | sec | 35 | 2 | Max. queuing time (min). |  | Per ACS/AirBiz simulation, Kiosk & Scanner times added | [5 empty] | 102.8571 | Process rate per gate (pax/hr):
|  | Processing time for AUS/NZ passports | sec | 50 | 10 | Max. queuing time (min). |  | Per AirBiz; IATA propose 5 min as 'Acceptable', 10 min as 'Long'. | [5 empty] | 72 | Process rate per desk (pax/hr):
|  | Processing time for other passports | sec | 50 | 10 | Max. queuing time (min). |  | Per AirBiz; IATA propose 5 min as 'Acceptable', 10 min as 'Long'. | [5 empty] | 72 | Process rate per desk (pax/hr):
International Security Screening
|  | Processing rate per lane | pax/hr | 200 | Carry-on bags screened, Body Scan or WTMD and random ?% ETD. | [7 empty] | Test at other rates. | 18 | Process time per pax (sec):
|  | Maximum queuing time | min | 10 | IATA propose 3 min as 'Acceptable' and 7 min as 'Long'.
Boarding Process
|  | Boarding pass scanning rate @ Gate | pax/hr | 360 |  |  | Process time per pax (sec): | 10
|  | Maximum queuing time | min | 5
Arrivals Process
|  | Ratio of Crew to Pax (international flights) | % | 4% | WB assumption
Immigration - Inbound Passport Control
|  | Landing cards required: |  | Yes | Assume does not change
|  |  |  | 2015 |  | 2018 |  | 2022 |  | Base |  | High
|  | Use of Smart Gates (% of all pax) | % | 30% |  | 50% |  | 80% |  | 80% |  | 80% |  | Per AirBiz
|  | Counter Users with AUS/NZ Passports | % | 15% |  | 10% |  | 5% |  | 5% |  | 5% |  | Per AirBiz
|  | Counter Users with Foreign Passports | % | 55% |  | 40% |  | 15% |  | 15% |  | 15% |  | Balance
|  | Smart Gate processing time | sec | 43 | 10 | Max. queuing time (min). |  | Per ACS/AirBiz simulation, Kiosk & Scanner times added | [6 empty] | 83.7209 | Process rate per gate (pax/hr):
|  | Counter process time AUS/NZ passports | sec | 45 | 10 | Max. queuing time (min) per AirBiz; IATA 'Acceptable' is 7 min, 'Long' is 15 min; ACS regulation is 30 min. | [8 empty] | 80 | Process rate per desk (pax/hr):
|  | Counter process time Foreign passports | sec | 45 | 10 | Max. queuing time (min) per AirBiz; IATA 'Acceptable' is 7 min, 'Long' is 15 min; ACS regulation is 30 min. | [8 empty] | 80 | Process rate per desk (pax/hr):
Baggage Reclaim
|  | Passengers with Checked Bags | % | #REF! |  | #REF! | Bags per Passenger |  |  | 12 | min, IATA 'Acceptable' wait. |  |  | 18 | min, IATA 'Long' wait.
|  | Reclaim Belt Utilization - Code F Average | min | 45
|  | Reclaim Belt Utilization - Code E Average | min | 40 |  | 15 | First Bag Delivery Time (Wide Bodies) |  |  | 35 | Last Bag Delivery Time (Wide Bodies) |  |  | Per PAPL, June 2008
|  | Reclaim Belt Utilization - Code D Average | min | 35
|  | Reclaim Belt Utilization - Code C Average | min | 25 |  | 10 | First Bag Delivery Time (Narrow Bodies) |  |  | 25 | Last Bag Delivery Time (Narrow Bodies)
(Better to use aircraft type specific times)
Customs Control & Quarantine
|  | Landing Card Inspection Rate (CCP) | pax/hr | 725 | 4.9655 | Process time per pax (sec), WB Assumption | [6 empty] | Max. queuing time (min): | 15 | Per Airbiz Simulation*
|  | Pax for Customs Inspection (Typ. BH) | % | 3% | 17 | min inspection time per pax, per AirBiz | [5 empty] | (*) No IATA specific data but Immigration is 'Acceptable' at 7 min and 'Long' at 15 min.
|  | Pax Assessed by AQIS Marshall | % | 60% | 4.9655 | Process time per pax (sec), WB Assumption
|  | Pax for Fast Track exit (Green Stamp) | % | 37% |  | Pre-selection within reclaim hall
|  | Pax Inspected by AQIS Dogs | % | 21% | 19 | Process time per pax (sec), per AQIS/AirBiz Simulation May 2011
|  | Pax Inspected by AQIS X-Ray & Released | % | 18% | 64 | Process time per pax (sec), per AQIS/AirBiz Simulation May 2011
|  | Pax Inspected by AQIS X-Ray & Searched | % | 9% | 144 | Process time per pax (sec), per AQIS/AirBiz Simulation May 2011
|  | Balance - Pax Direct to AQIS Search | % | 12% | 204 | Process time per pax (sec), per AQIS/AirBiz Simulation May 2011
Arrivals Hall
|  | Meeter Greeters Arriving -10 to +15 min. | % | 45% | Relative to flight arrival time, Per AirBiz & Arup Survey May 2011 | [5 empty] | 10 | Passenger Dwell Time (min) per PAPL April/2008
|  | Meeter Greeters Arriving +16 to +25 min. | % | 25% | Relative to flight arrival time, Per AirBiz & Arup Survey May 2011 | [5 empty] | 25 | Meeter & Greeter Dwell Time, per AirBiz simulation May/2011, Averaged.
|  | Meeter Greeters Arriving +26 to +45 min. | % | 30% | Relative to flight arrival time, Per AirBiz & Arup Survey May 2011
Gate Seating Areas, Including Boarding Function (Holdrooms) | [5 empty] | SEATS | [7 empty] | Premium is Business and First, Economy includes Premium Economy (applies to all). FS = Full Service (Club/Lounge available to premium pax & frequent fliers with status), LC = Low Cost (no Club/Lounge).
| Reference Aircraft |  |  | Airline+A/C Type |  | Total | Economy | Premium | FS/LC | Source: |  | Notes:
|  | Small Group III | Dom. | American Eagle ERJ-175 |  | 76 | 64 | 12 | FS | Seat Guru, 150807 / American Way Nov/15
|  | Medium Group III | Dom. | American ERJ-190 |  | 99 | 88 | 11 | FS | American Way Nov/15
|  | Medium Group III | Dom. | American A319 |  | 128 | 120 | 8 | FS | Seat Guru, 150807
|  | Large Group III | Dom. | American A320 |  | 150 | 138 | 12 | FS | Seat Guru, 150807
|  | Large Group III | Dom. | American A321 |  | 181 | 165 | 16 | FS | Seat Guru, 150807
|  | Large Group III | Dom. | American A321T |  | 102 | 72 | 30 | FS | Seat Guru, 150807 |  | The 'Transcon' version which has 10 flat beds in First and 20 flat beds in Business.
|  | Large Group III | Dom. | JetBlue A321 |  | 190 | 190 | 0 | LC | Seat Guru, 150807 |  | There is a 'Transcon' version with 143 economy + 16 Business seats.
|  | Group IV | Dom. | American B767-300ER |  | 218 | 188 | 30 | FS | Seat Guru, 150807 |  | Alternative domestic version with 209 seat total, 28 in Business.
|  | Small Group V (Dom. config.) | Dom. | US Airways A330-200 |  | 252 | 232 | 20 | FS | Seat Guru, 150807
|  | Medium Group V (Dom. config.) | Dom. | American B777-200LR |  | 260 | 215 | 45 | FS | Seat Guru, 150807 |  | International version has 16 Flagship Suites, 37 lie flat seats (B) and 194 economy seats.
|  | Medium Group V (Intl. config.) | Intl. | Cathay B777-300ER |  | 275 | 216 | 59 | FS | Seat Guru, 150807 |  | Alternative 3 class version has 300 Economy and 40 Business seats.
|  | Large Group V (Intl. config.) | Intl. | Ethihad B777-300ER |  | 330 | 282 | 48 | FS | Seat Guru, 150807 |  | Two class version has 384 Economy plus 28 Business seats but unlikely on this route.
|  | Large Group V (Intl. config.) | Intl. | British B747-400 |  | 345 | 279 | 66 | FS | Seat Guru, 150807 |  | Alternative version has 215 Economy plus 84 First/Business seats.
|  | Group VI | Intl. | British A380-800 |  | 469 | 358 | 111 | FS | Seat Guru, 150807
|  | Group VI | Intl. | Air France A380 |  | 516 | 427 | 89 | FS | Seat Guru, 150811
|  | Group VI | Intl. | Emirates A380-800 |  | 517 | 427 | 90 | FS | Seat Guru, 150807 |  | Alternative version has 399 Economy plus 90 First/Business seats.
Other Aircraft
|  | Large Group III | Intl. | Air Canada A321 |  | 183 | 169 | 14 | FS | Seat Guru, 150807 |  | Alternative version with 174 total seats
|  | Medium Group III | Intl. | Air Canada A319 |  | 120 | 106 | 14 | FS | Seat Guru, 150807
|  | Small Group III | Intl. | Air Canada E-190 |  | 97 | 88 | 9 | FS | Seat Guru, 150807
|  | Large Group III | Dom. | Alaska B737-900 |  | 181 | 165 | 16 | FS | Seat Guru, 150807
|  | Large Group III | Dom. | Alaska B737-800 |  | 160 | 144 | 16 | FS | Seat Guru, 150807
|  | Medium Group III | Dom. | Alaska B737-700 |  | 124 | 112 | 12 | FS | Seat Guru, 150807
|  | Small Group III | Dom. | Alaska CRJ-700 |  | 70 | 70 | 0 | FS | Seat Guru, 150807
|  | Large Group III | Dom. | Frontier A319 |  | 144 | 144 | 0 | LC | Seat Guru, 151221 |  | 120 standard economy + 24 'stretch'; alternative version with 138 seats (108 econ + 30 'stretch')
|  | Medium Group III | Dom. | Frontier A320 |  | 180 | 180 | 0 | LC | Seat Guru, 151221 |  | 150 standard economy + 30 'stretch'; alternative version with 168 seats (132 econ + 36 'stretch')
|  | Group IV | Dom. | American B757-200 |  | 188 | 166 | 22 | FS | Seat Guru, 150807 |  | Alternative domestic version with 184 seat total, 24 in First.
|  | Group VI | Intl. | Ethihad A380-800 |  | 494 | 415 | 79 | FS | Seat Guru, 150807
|  | Medium Group III | Dom. | Frontier A319 |  | 138 | 138 | 0 | LC | Seat Guru, 150807
|  | Large Group III | Dom. | Frontier A320 |  | 168 | 168 | 0 | LC | Seat Guru, 150807
|  | Medium Group V (Dom. config.) | Dom. | Hawaiian A330-200 |  | 276 | 258 | 18 | FS | Seat Guru, 150807
|  | Small Group V (Dom. config.) | Dom. | Hawaiian B767-300ER |  | 259 | 241 | 18 | FS | Seat Guru, 150807 |  | Alternative version with 252 total seats
|  | Large Group III | Dom. | JetBlue A320 |  | 150 | 150 | 0 | LC | Seat Guru, 150807
|  | Large Group III | Dom. | JetBlue A321 |  | 190 | 190 | 0 | LC | Seat Guru, 150807 |  | 'Transcon' version 143 econ + 16 Business
|  | Small Group III | Dom. | JetBlue E190 |  | 100 | 100 | 0 | LC | Seat Guru, 150807
|  | Large Group III | Dom. | Southwest B737-800 |  | 175 | 175 | 0 | LC | Seat Guru, 150807
|  | Small Group III | Dom. | US Airways E-190 |  | 99 | 88 | 11 | FS | Seat Guru, 150807
|  | Large Group III | Dom. | US Airways A321 |  | 187 | 171 | 16 | FS | Seat Guru, 150807
|  | Group IV | Dom. | US Airways 757-200 |  | 190 | 176 | 14 | FS | Seat Guru, 150807 |  | Alternative versions with 170 and 182 seats.
|  | Group VI | Intl. | Air China 747-800 |  | 365 | 299 | 66 | FS | OAG via C DiPrima, 151118
|  | Small Group V (Dom. config.) | Dom. | US Airways A330-200 |  | 252 | 232 | 20 | FS | Seat Guru, 150807

## Gate Seating Base
Terminal Program Generator |  |  |  | Page 3a: Independent Gate Seating Areas - for different aircraft sizes - Base Case
|  |  | Project: | SFO Terminal 1 Reconstruction; Scheme Design Phase | [12 empty] | Austin Webcor Joint Venture
RCS |  | 2016-05-09 | 17 | AIRCRAFT DESIGN GROUP | [9 empty] | Assumptions |  |  | HKS-WB-ED2-KYA
Option 2 - Separate Gate Lounges |  |  |  | Small Group III |  | Medium Group III |  | Large Group III |  | Group IV |  | Small Group V |  | IATA ADRM 10th Edn. 'Optimum' (see note) |  | 0.092903
|  |  |  | Domestic |  | Domestic |  | Domestic |  | Domestic |  | Domestic
|  | Reference Aircraft |  | American Eagle ERJ-175 |  | American A320 |  | JetBlue A321 |  | American B767-300ER |  | US Airways A330-200 |  | 1.6 | m2 per seated passenger = | 17.2223 | ft2 per seated passenger
|  | Number of Seats on Reference Aircraft | Seats | 76 |  | 150 |  | 190 |  | 218 |  | 252 |  | 1.1 | m2 per standing passenger = | 11.8403 | ft2 per standing passenger
|  | Departing Pax at Load Factor | Pax | 66.88 |  | 132 |  | 167.2 |  | 191.84 |  | 221.76 |  | 88% | Load Factor
Calculation per IATA ADRM 10th Edition Method
|  | Maximum present in Gate Lounge at once | Pax | 60.192 |  | 118.8 |  | 167.2 |  | 172.656 |  | 199.584 |  | 100% | For non-club/lounge airlines | 90% | For airlines with club/lounge
|  | Saving if open/shared Gate Lounge | Pax | 60.192 |  | 118.8 |  | 167.2 |  | 172.656 |  | 199.584 |  | 0% | Independent gate areas = 0%, open/shared gate areas = -10%
|  | Pax to be seated for Optimum LoS | Pax | 42.1344 |  | 83.16 |  | 117.04 |  | 120.8592 |  | 139.7088 |  | 70% | Proportion per IATA ADRM 10th Edn. for Optimum LoS
|  | Seats required for Optimum LoS | Seats | 47 |  | 92 |  | 129 |  | 133 |  | 154 |  | 10% | Seat Ratio Adjustment Factor; IATA ADRM 10th Edn. = +10%
|  | Standing | Pax | 18.0576 |  | 35.64 |  | 50.16 |  | 51.7968 |  | 59.8752 |  | 30% | of Total pax in Gate Lounge (after open/shared saving if applicable)
|  | Minimum Seating Area Required | ft2 |  | 809.4461 |  | 1584.4476 |  | 2221.6711 |  | 2290.5601 |  | 2652.2275
|  | Minimum Standing Area Required | ft2 |  | 213.8074 |  | 421.9883 |  | 593.9095 |  | 613.2897 |  | 708.9404
|  | Minimum Overall Seating/Waiting Area | ft2 |  | 1023.2535 |  | 2006.436 |  | 2815.5806 |  | 2903.8499 |  | 3361.1679
|  | Boarding Card Reader Desks & Queues | ft2 | 1 | 120 | 2 | 240 | 3 | 360 | 3 | 360 | 3 | 360 | 4 | Width per boarding gate & queue | 30 | Assumed Depth of Gate Area
|  | Service Desk | ft2 | 1 | 75 | 2 | 150 | 2 | 150 | 2 | 150 | 3 | 225 | 5 | Width per Airline Staff position | 15 | Depth from back wall inc. pax area
|  | Special Needs Passengers Extra Space | ft2 | 3.344 | 33.44 | 6.6 | 66 | 8.36 | 83.6 | 9.592 | 95.92 | 11.088 | 110.88 | 10 | Extra area per Special Needs Pax. | 5% | Proportion of Special Needs Pax
|  | Additional Circulation Space | ft2 |  | 0 |  | 0 |  | 0 |  | 0 |  | 0 |  | Empirical, if required
|  | Total per Gate Area (Optimum LoS) | ft2 |  | 1251.6935 |  | 2462.436 |  | 3409.1806 |  | 3509.7699 |  | 4057.0479
Note: Optimum LoS is 1.5 to 1.7 m2/seated pax & 1.0 to 1.2 m2/standing pax.
Option 2 - Separate Gate Lounges Cont. |  |  |  | Medium Group V |  | Medium Group V |  | Large Group V |  | Group VI |  | MARS: 2 x Grp III
|  |  |  | Domestic |  | International |  | International |  | International |  | Domestic
|  | Reference Aircraft |  | American B777-200LR |  | Cathay B777-300ER |  | British B747-400 |  | Air France A380 |  | JetBlue A321
|  | Number of Seats on Reference Aircraft | Seats | 260 |  | 275 |  | 345 |  | 516 |  | 380 | 2 A/C
|  | Departing Pax at Load Factor | Pax | 228.8 |  | 242 |  | 303.6 |  | 454.08 |  | 334.4 |  | 88% | Load Factor
Calculation per IATA ADRM 10th Edition Method
|  | Maximum present in Gate Lounge at once | Pax | 205.92 |  | 217.8 |  | 273.24 |  | 408.672 |  | 334.4 |  | 100% | For non-club/lounge airlines | 90% | For airlines with club/lounge
|  | Saving if open/shared Gate Lounge | Pax | 205.92 |  | 217.8 |  | 273.24 |  | 408.672 |  | 334.4 |  | 0% | Independent gate areas = 0%, open/shared gate areas = -10%
|  | Pax to be seated for Optimum LoS | Pax | 144.144 |  | 152.46 |  | 191.268 |  | 286.0704 |  | 234.08 |  | 70% | Proportion per IATA ADRM 10th Edn. for Optimum LoS
|  | Seats required for Optimum LoS | Seats | 159 |  | 168 |  | 211 |  | 315 |  | 258 |  | 10% | Seat Ratio Adjustment Factor; IATA ADRM 10th Edn. = +10%
|  | Standing | Pax | 61.776 |  | 65.34 |  | 81.972 |  | 122.6016 |  | 100.32 |  | 30% | of Total pax in Gate Lounge (after open/shared saving if applicable)
|  | Minimum Seating Area Required | ft2 |  | 2738.3388 |  | 2893.3391 |  | 3633.8962 |  | 5425.0109 |  | 4443.3422
|  | Minimum Standing Area Required | ft2 |  | 731.4465 |  | 773.6453 |  | 970.5732 |  | 1451.6399 |  | 1187.819
|  | Minimum Overall Seating/Waiting Area | ft2 |  | 3469.7853 |  | 3666.9844 |  | 4604.4693 |  | 6876.6508 |  | 5631.1613
|  | Boarding Card Reader Desks & Queues | ft2 | 4 | 480 | 4 | 480 | 4 | 480 | 5 | 600 | 5 | 600 | 4 | Width per boarding gate & queue | 30 | Assumed Depth of Gate Area
|  | Service Desk | ft2 | 3 | 225 | 3 | 225 | 3 | 225 | 3 | 225 | 3 | 225 | 5 | Width per Airline Staff position | 15 | Depth from back wall inc. pax area
|  | Special Needs Passengers Extra Space | ft2 | 11.44 | 114.4 | 12.1 | 121 | 15.18 | 151.8 | 22.704 | 227.04 | 16.72 | 167.2 | 10 | Extra area per Special Needs Pax. | 5% | Proportion of Special Needs Pax
|  | Additional Circulation Space | ft2 |  | 0 |  | 0 |  | 0 |  | 0 |  | 0 |  | Empirical, if required
|  | Total per Gate Area (Optimum LoS) | ft2 |  | 4289.1853 |  | 4492.9844 |  | 5461.2693 |  | 7928.6908 |  | 6623.3613

## Gate Seating High
Terminal Program Generator |  |  |  | Page 3b: Independent Gate Seating Areas - for different aircraft sizes - High Case
|  |  | Project: | SFO Terminal 1 Reconstruction; Scheme Design Phase | [12 empty] | Austin Webcor Joint Venture
RCS |  | 2016-05-09 | 17 | AIRCRAFT DESIGN GROUP | [9 empty] | Assumptions |  |  | HKS-WB-ED2-KYA
Option 2 - Separate Gate Lounges |  |  |  | Small Group III |  | Medium Group III |  | Large Group III |  | Group IV |  | Small Group V |  | IATA ADRM 10th Edn. 'Optimum' (see note) |  | 0.092903
|  |  |  | Domestic |  | Domestic |  | Domestic |  | Domestic |  | Domestic
|  | Reference Aircraft |  | American Eagle ERJ-175 |  | American A319 |  | JetBlue A321 |  | American B767-300ER |  | US Airways A330-200 |  | 1.6 | m2 per seated passenger = | 17.2223 | ft2 per seated passenger
|  | Number of Seats on Reference Aircraft | Seats | 76 |  | 128 |  | 190 |  | 218 |  | 252 |  | 1.1 | m2 per standing passenger = | 11.8403 | ft2 per standing passenger
|  | Departing Pax at Load Factor | Pax | 72.2 |  | 121.6 |  | 180.5 |  | 207.1 |  | 239.4 |  | 95% | Load Factor
Calculation per IATA ADRM 10th Edition Method
|  | Maximum present in Gate Lounge at once | Pax | 64.98 |  | 109.44 |  | 180.5 |  | 186.39 |  | 215.46 |  | 100% | For non-club/lounge airlines | 90% | For airlines with club/lounge
|  | Pax to be seated for Optimum LoS | Pax | 45.486 |  | 76.608 |  | 126.35 |  | 130.473 |  | 150.822 |  | 70% | Proportion per IATA ADRM 10th Edn. for Optimum LoS
|  | Seats required for Optimum LoS | Seats | 50.0346 |  | 84.2688 |  | 138.985 |  | 143.5203 |  | 165.9042 |  | 10% | Seat Ratio Adjustment Factor; IATA ADRM 10th Edn. = +10%
|  | Saving if open/shared Gate Lounge | Seats | 50.0346 |  | 84.2688 |  | 138.985 |  | 143.5203 |  | 165.9042 |  | 0% | Independent gate areas = 0%, open/shared gate areas = -10%
|  | Minimum Seating Area Required | ft2 |  | 861.7087 |  | 1451.2989 |  | 2393.6353 |  | 2471.7434 |  | 2857.2447
|  | Minimum Standing Area Required | ft2 |  | 230.8148 |  | 388.7408 |  | 641.1523 |  | 662.0741 |  | 765.3334
|  | Minimum Overall Waiting Area | ft2 |  | 1092.5236 |  | 1840.0397 |  | 3034.7877 |  | 3133.8176 |  | 3622.5781
|  | Boarding Card Reader Desks & Queues | ft2 | 1 | 120 | 2 | 240 | 3 | 360 | 3 | 360 | 3 | 360 | 4 | Width per boarding gate & queue | 30 | Assumed Depth of Gate Area
|  | Service Desk | ft2 | 1 | 75 | 2 | 150 | 2 | 150 | 2 | 150 | 3 | 225 | 5 | Width per Airline Staff position | 15 | Depth from back wall inc. pax area
|  | Special Needs Passengers Extra Space | ft2 | 3.61 | 36.1 | 6.08 | 60.8 | 9.025 | 90.25 | 10.355 | 103.55 | 11.97 | 119.7 | 10 | Extra area per Special Needs Pax. | 5% | Proportion of Special Needs Pax
|  | Additional Circulation Space / Exit Lane | ft2 |  | 0 |  | 0 |  | 0 |  | 0 |  | 0 |  | Empirical, if required
|  | Total per Gate Area (Optimum LoS) | ft2 |  | 1323.6236 |  | 2290.8397 |  | 3635.0377 |  | 3747.3676 |  | 4327.2781
Note: Optimum LoS is 1.5 to 1.7 m2/seated pax & 1.0 to 1.2 m2/standing pax.
Option 2 - Separate Gate Lounges Cont. |  |  |  | Medium Group V |  | Medium Group V |  | Large Group V |  | Group VI |  | MARS: 2 x Grp III
|  |  |  | Domestic |  | International |  | International |  | International |  | Domestic
|  | Reference Aircraft |  | American B777-200LR |  | Cathay B777-300ER |  | British B747-400 |  | Air France A380 |  | JetBlue A321
|  | Number of Seats on Reference Aircraft | Seats | 260 |  | 275 |  | 345 |  | 516 |  | 380 | 2 A/C
|  | Departing Pax at Load Factor | Pax | 247 |  | 261.25 |  | 327.75 |  | 490.2 |  | 361 |  | 95% | Load Factor
Calculation per IATA ADRM 10th Edition Method
|  | Maximum present in Gate Lounge at once | Pax | 222.3 |  | 235.125 |  | 294.975 |  | 441.18 |  | 361 |  | 100% | For non-club/lounge airlines | 90% | For airlines with club/lounge
|  | Pax to be seated for Optimum LoS | Pax | 155.61 |  | 164.5875 |  | 206.4825 |  | 308.826 |  | 252.7 |  | 70% | Proportion per IATA ADRM 10th Edn. for Optimum LoS
|  | Seats required for Optimum LoS | Seats | 171.171 |  | 181.0462 |  | 227.1308 |  | 339.7086 |  | 277.97 |  | 10% | Seat Ratio Adjustment Factor; IATA ADRM 10th Edn. = +10%
|  | Saving if open/shared Gate Lounge | Seats | 171.171 |  | 181.0462 |  | 227.1308 |  | 339.7086 |  | 277.97 |  | 0% | Independent gate areas = 0%, open/shared gate areas = -10%
|  | Minimum Seating Area Required | ft2 |  | 2947.9509 |  | 3118.025 |  | 3911.7041 |  | 5850.5487 |  | 4787.2707
|  | Minimum Standing Area Required | ft2 |  | 789.6297 |  | 835.1853 |  | 1047.7779 |  | 1567.1113 |  | 1282.3046
|  | Minimum Overall Waiting Area | ft2 |  | 3737.5806 |  | 3953.2103 |  | 4959.482 |  | 7417.66 |  | 6069.5753
|  | Boarding Card Reader Desks & Queues | ft2 | 4 | 480 | 4 | 480 | 4 | 480 | 5 | 600 | 5 | 600 | 4 | Width per boarding gate & queue | 30 | Assumed Depth of Gate Area
|  | Service Desk | ft2 | 3 | 225 | 3 | 225 | 3 | 225 | 3 | 225 | 3 | 225 | 5 | Width per Airline Staff position | 15 | Depth from back wall inc. pax area
|  | Special Needs Passengers Extra Space | ft2 | 12.35 | 123.5 | 13.0625 | 130.625 | 16.3875 | 163.875 | 24.51 | 245.1 | 18.05 | 180.5 | 10 | Extra area per Special Needs Pax. | 5% | Proportion of Special Needs Pax
|  | Additional Circulation Space / Exit Lane | ft2 |  | 0 |  | 0 |  | 0 |  | 0 |  | 0 |  | Empirical, if required
|  | Total per Gate Area (Optimum LoS) | ft2 |  | 4566.0806 |  | 4788.8353 |  | 5828.357 |  | 8487.76 |  | 7075.0753

## Optimum LoS Analysis
WB Terminal Program Generator |  |  |  | Page 4a: Background Information for Holdroom Layout Analysis
|  |  | Project: | SFO Terminal 1 Reconstruction; Scheme Design Phase
RCS |  | 2016-05-09 | 17 | [6 empty] | HKS-WB-ED2-KYA
|  |  |  | Units | Unit Area | Area (Ft2) | Basic Space Standards for Level of Service (LoS)
Example Holdroom Sizing: | [6 empty] | IATA ADRM 10th Edn. 'OPTIMUM' LoS |  | 0.092903 | Conversion m2 per ft2
| Gate 7; Restricted ADG V MARS Stand; in an open holdroom area (shared); Mid-Point | [5 empty] | Mid-point Area per Passenger (used for SFO T1 BAB Holdroom Sizing)
|  | Max Aircraft Seats; 2 x Full Size ADG III @ 190: |  | 380 |  |  | 1.6 | m2 per seated passenger = | 17.2223 | ft2 per seated passenger
|  | Load Factor: | 88% | 334.4 |  |  | 1.1 | m2 per standing passenger = | 11.8403 | ft2 per standing passenger
|  | Saving if Shared Gate Area: | 10% | 300.96
|  | Pax to be Seated: | 70% | 210.672 |  |  | Minimum Area per Passenger
|  | Seats Required, increase by: | 10% | 232 | 17.2223 | 3995.5635 | 1.5 | m2 per seated passenger = | 16.1459 | ft2 per seated passenger
|  | Standing Pax: |  | 90.288 | 11.8403 | 1069.0371 | 1 | m2 per standing passenger = | 10.7639 | ft2 per standing passenger
5064.6007
Maximum Area per Passenger
[7 empty] | 1.7 | m2 per seated passenger = | 18.2986 | ft2 per seated passenger
| Gate 7; Restricted ADG V MARS Stand; Lower Limit for Optimum | [5 empty] | 1.2 | m2 per standing passenger = | 12.9167 | ft2 per standing passenger
|  | Seats Required (Pax): |  | 232 | 16.1459 | 3745.8408
|  | Standing Room (Pax): |  | 90.288 | 10.7639 | 971.8519
[6 empty] | 4717.6928 | 93.15%
| Gate 7; Restricted ADG V MARS Stand; Upper Limit for Optimum | [6 empty] | Optimum' range is thus +/- 7% from designated area.
|  | Seats Required (Pax): |  | 232 | 18.2986 | 4245.2863
|  | Standing Room (Pax): |  | 90.288 | 12.9167 | 1166.2223
[6 empty] | 5411.5086 | 106.8%
Gate 7; Restricted ADG V MARS Stand; Absolute Minimum if Extensive Concessions Seating Available
|  | Pax to be Seated (Open/Shared): | 50% | 150.48
|  | Seats Required, increase by: | 10% | 165.528 | 16.1459 | 2672.5928
|  | Standing Pax: |  | 90.288 | 10.7639 | 971.8519
[6 empty] | 3644.4448 | 71.96%

## Comparisons 10th Edn
Terminal Program Generator |  |  |  |  | Page 4be: Concourse Gate Seating & Boarding Area Comparisons; Current (10th Edn.) IATA ADRM
|  |  |  | Project: | SFO Terminal 1 Reconstruction; Scheme Design Phase | [13 empty] | Austin Webcor Joint Venture
RCS |  | 2016-05-09 |  | 17 | Fixed Link Calculations Added | [13 empty] | HKS-WB-ED2-KYA
[5 empty] | T1 Reference Aircraft |  |  | T1 BASE CASE LF (88%) |  |  | Seat sharing with Adjacent Gates ? | Programming Scope |  | Mid Point Scheme |  |  | Base Scheme
|  |  |  | Gates Boarded from BAB |  |  |  | Per IATA Optimum LoS |  |  |  | Area Provided | Level of Service | Area Provided |  | Level of Service | Area Provided | Level of Service
|  | Stand Size | Largest Aircraft | Gate | MAX AIRCRAFT SEATS (Number) |  |  | SEATING & BOARDING (ft2) | [10 empty] | Reference Aircraft
[5 empty] | Wide Body | Narrow B. | Max. | Seat/Wait | Boarding | Total |  | Ft2 | (10th Edn.) | Ft2 | Over/Under | (10th Edn.) | Ft2 | (10th Edn.)
|  | Restricted Group III | A320 / B737-700 | B1 |  | 150 | 150 | 1809 | 456 | 2265 | YES | 6400 | Optimum + | 6400 | 18.72% | Over Design | 6400 | Optimum + | American A320
|  | Full Size Group III | A321 / B737-900 | B3 |  | 190 | 190 | 2532 | 594 | 3126 | YES | 5391 | Optimum | 5391 |  | Over Design | 5391 | Optimum | JetBlue A321
|  | Full Size Group III | A321 / B737-900 | B5 |  | 190 | 190 | 2532 | 594 | 3126 | YES | 13100 | Optimum | 12100 |  | Optimum | 11700 | Optimum - | JetBlue A321
| MARS | Full Size Group III | A321 / B737-900 | B7a |  | 190 | [8 empty] | -1.698%
|  | Restricted Group V MARS | B777-200LR | B7 | 260 |  | 380 | 5065 | 992 | 6057 | YES |  | Optimum |  |  | Optimum |  | Optimum - | American B777-200LR
|  | Full Size Group III | A321 / B737-900 | B7b |  | 190
|  | Full Size Group III | A321 / B737-900 | B9 |  | 190 | 190 | 2532 | 594 | 3126 | YES | 12309 | Optimum | 12309 |  | Optimum | 12309 | Optimum - | JetBlue A321
|  | Full Size Group III | A321 / B737-900 | B11 |  | 190 | 190 | 2532 | 594 | 3126 | YES | 7300 | Optimum + | 5800 | -7.23% | Optimum | 6400 | Optimum | JetBlue A321
|  | Full Size Group III | A321 / B737-900 | B13 |  | 190 | 190 | 2532 | 594 | 3126 | YES | 6252 | Optimum | 6252 |  | Optimum | 6252 | Optimum | JetBlue A321
|  | Full Size Group III | A321 / B737-900 | B15 |  | 190 | 190 | 2532 | 594 | 3126 | YES | 8800 | Over Design | 6989 | 11.79% | Over Design | 3100 | Optimum | JetBlue A321
|  | Full Size Group III | A321 / B737-900 | B17 |  | 190 | 190 | 2532 | 594 | 3126 | YES | 6252 | Over Design | 6252 |  | Over Design | 3400 | Optimum | JetBlue A321
30204
[5 empty] | WB | NB | Max. | Seat/Wait | Board | Total |  | Ft2 | (10th Edn.) | Ft2 | Over/Under | (10th Edn.) | Ft2 | (10th Edn.)
|  | Full Size Group III | A321 / B737-900 | B19 |  | 190 | 190 | 2532 | 594 | 3126 | YES | 32550 | Optimum | 32500 |  | Optimum | 23000 | Sub-Optimum | JetBlue A321
|  | Full Size Group III | A321 / B737-900 | B21 |  | 190 | 190 | 2532 | 594 | 3126 | YES |  | Optimum |  |  | Optimum |  | Sub-Optimum | JetBlue A321
|  | Full Size Group III | A321 / B737-900 | B23 |  | 190 | 190 | 2532 | 594 | 3126 | YES |  | Optimum |  |  | Optimum |  | Sub-Optimum | JetBlue A321
|  | Full Size Group III | A321 / B737-900 | B25 |  | 190 | 190 | 2532 | 594 | 3126 | YES |  | Optimum |  |  | Optimum |  | Sub-Optimum | JetBlue A321
|  | Full Size Group III | A321 / B737-900 | B24 |  | 190 | 190 | 2532 | 594 | 3126 | YES |  | Optimum |  | 1.363% | Optimum |  | Sub-Optimum | JetBlue A321
|  | Full Size Group III | A321 / B737-900 | B22 |  | 190 | 190 | 2532 | 594 | 3126 | YES |  | Optimum |  |  | Optimum |  | Sub-Optimum | JetBlue A321
| MARS | Full Size Group III | A321 / B737-900 | B20a |  | 190
|  | Group V MARS | B747-400 / B777-9X | B20 | 345 |  | 380 | 5065 | 992 | 6057 | YES |  | Optimum |  |  | Optimum |  | Sub-Optimum | British Airways B747-400
|  | Full Size Group III | A321 / B737-900 | B20b |  | 190
| MARS | Full Size Group III | A321 / B737-900 | B18a |  | 190
|  | Group VI MARS | A380-800 | B18 | 516 |  | 516 | 6198 | 1052 | 7250 | YES | 32063 | Optimum | 32063 |  | Optimum | 32063 | Sub-Optimum | Air France A380
|  | Full Size Group III | A321 / B737-900 | B18b |  | 190
[7 empty] | 2036 |  |  | 32063
[5 empty] | WB | NB | Max. | Seat/Wait | Board | Total |  | Ft2 | (10th Edn.) | Ft2 | Over/Under | (10th Edn.) | Ft2 | (10th Edn.)
| MARS | Full Size Group III | A321 / B737-900 | B14a |  | 190
|  | Group VI MARS | A380-800 | B14 | 516 |  | 516 | 6877 | 1052 | 7929 | NO | 8500 | Optimum | 7400 | -6.672% | Optimum | 7400 | Optimum | Air France A380
|  | Full Size Group III | A321 / B737-900 | B14b |  | 190
| MARS | Full Size Group III | A321 / B737-900 | B10a |  | 190
|  | Group VI MARS | A380-800 | B10 | 516 |  | 516 | 6877 | 1052 | 7929 | NO | 7700 | Optimum | 7400 | -6.672% | Optimum | 7400 | Optimum | Air France A380
|  | Full Size Group III | A321 / B737-900 | B10b |  | 190
| MARS | Full Size Group III | A321 / B737-900 | B6a |  | 190
|  | Group V MARS | B747-400 / B777-9X | B6 | 345 |  | 380 | 5065 | 992 | 6057 | YES | 6200 | Optimum | 6400 | 5.663% | Optimum | 6200 | Optimum | British Airways B747-400
|  | Full Size Group III | A321 / B737-900 | B6b |  | 190 | [7 empty] | 6057
T1C |  | Full Size Group III | A321 / B737-900 | B4 |  | 190 | 190 | 2816 | 594 | 3410 | NO |  |  | 3400 | -0.2933% | Optimum |  |  | JetBlue A321
T1C |  | Full Size Group III (Part of A1 MARS) |  | B2 |  | 190 | 190 | 2532 | 594 | 3126 | No | [7 empty] | JetBlue A321
[9 empty] | Exc. B2 & B4 | 21915
[8 empty] | Total Reqd.: | 84182
[7 empty] | CONCESSIONS PROGRAM IN BAB: | [5 empty] | 33000 |  |  | 33313 |  | 20100
Source:
Gates Boarded from BAD (T2)
Reference Aircraft
|  | B737-800 (Group III) |  | 50 | 160
|  | B737-800 (Group III) |  | 51a | 160
|  | B757-200 (Group IV) |  | 51b | 188
|  | B767-300 (Group IV) |  | 52a | 225
|  | B757-200 (Group IV) |  | 52b | 188
|  | B757-200 (Group IV) |  | 53 | 188
|  | B737-800 (Group III) |  | 54a | 160
|  | B757-200 (Group IV) |  | 54b | 188
|  | B767-300 (Group IV) |  | 55 | 225
|  | B757-200 (Group IV) |  | 56 | 188
|  | B777-200 (Group V) |  | 57 | 247
|  | B737-800 (Group III) |  | 58a | 160
|  | B767-300 (Group IV) |  | 58b | 225
|  | B737-800 (Group III) |  | 59 | 160
2662

## Comparisons 9th Edn
Terminal Program Generator |  |  |  |  | Page 4c: Concourse Gate Seating & Boarding Area Comparisons; Previous (9th Edn.) IATA ADRM
|  |  |  | Project: | SFO Terminal 1 Reconstruction; Scheme Design Phase | [18 empty] | Austin Webcor Joint Venture
RCS |  | 2016-05-09 |  | 17 | Fixed Link Calculations Added | [18 empty] | HKS-WB-ED2-KYA
[5 empty] | T1 Reference Aircraft |  |  | T1 BASE CASE LF (88%) | [5 empty] | Seat sharing with Adjacent Gates ? | Programming Scope |  |  | Mid Point Scheme |  |  |  | Base Scheme
|  |  |  | Gates Boarded from BAB |  |  |  | Per IATA LoS C | [6 empty] | Reqd. @ 100% / Provided | Area Provided | Level of Service | Reqd. @ 100% / Provided | Area Provided | Level of Service |  | Area Provided | Level of Service
|  | Stand Size | Largest Aircraft | Gate | MAX AIRCRAFT SEATS (Number) |  |  | SEATING & BOARDING | [15 empty] | Reference Aircraft
[5 empty] | Wide Body | Narrow Body | Max. | Seated Pax | Standing Pax | Area at 100% | Seat/Wait Area | Boarding | Total |  | Ft2 | Ft2 | (9th Edn.) | Ft2 | Ft2 | (9th Edn.) |  | Ft2 | (9th Edn.)
|  | Restricted Group III | A320 / B737-700 | B1 |  | 150 | 150 | 83 | 36 | 1852.4 | 2849.8462 | 456 | 3305.8462 | YES |  | 6400 | LoS D |  | 6400 | LoS D |  | 6400 | LoS D | American A320
|  | Full Size Group III | A321 / B737-900 | B3 |  | 190 | 190 | 105 | 45 | 2337 | 3595.3846 | 594 | 4189.3846 | YES | 65.46% | 7495.2308 | LoS D | 65.46% | 7495.2308 | LoS D | 65.46% | 7495.2308 | LoS D | JetBlue A321
|  | Full Size Group III | A321 / B737-900 | B5 |  | 190 | 190 | 105 | 45 | 2337 | 3595.3846 | 594 | 4189.3846 | YES |  | 13100 | LoS D |  | 12100 | LoS D |  | 11700 | LoS D | JetBlue A321
| MARS | Full Size Group III | A321 / B737-900 | B7a |  | 190
|  | Restricted Group V MARS | B777-200LR | B7 | 260 |  | 380 | 210 | 90 | 4674 | 7190.7692 | 992 | 8182.7692 | YES |  |  | LoS D |  |  | LoS D |  |  | LoS D | American B777-200LR
|  | Full Size Group III | A321 / B737-900 | B7b |  | 190
|  | Full Size Group III | A321 / B737-900 | B9 |  | 190 | 190 | 105 | 45 | 2337 | 3595.3846 | 594 | 4189.3846 | YES | 71.36% | 16561.5385 | LoS D | 77.26% | 16561.5385 | LoS D | 79.9% | 16561.5385 | LoS D | JetBlue A321
|  | Full Size Group III | A321 / B737-900 | B11 |  | 190 | 190 | 105 | 45 | 2337 | 3595.3846 | 594 | 4189.3846 | YES |  | 7300 | LoS C |  | 5800 | LoS E |  | 6400 | LoS D | JetBlue A321
|  | Full Size Group III | A321 / B737-900 | B13 |  | 190 | 190 | 105 | 45 | 2337 | 3595.3846 | 594 | 4189.3846 | YES | 64.03% | 8378.7692 | LoS C | 80.59% | 8378.7692 | LoS E | 73.03% | 8378.7692 | LoS D | JetBlue A321
|  | Full Size Group III | A321 / B737-900 | B15 |  | 190 | 190 | 105 | 45 | 2337 | 3595.3846 | 594 | 4189.3846 | YES / NO |  | 8800 | LoS C | 37.15% | 6989 | LoS A | 83.76% | 3100 | LoS E | JetBlue A321
|  | Full Size Group III | A321 / B737-900 | B17 |  | 190 | 190 | 105 | 45 | 2337 | 3595.3846 | 594 | 4189.3846 | YES / NO | 53.11% | 8378.7692 | LoS C | 41.53% | 6252 | LoS B | 76.37% | 3400 | LoS D | JetBlue A321
40814.3077
[5 empty] | WB | NB | Max. | Seated Pax | Standing Pax | Area at 100% | Seat/Wait Area | Boarding | Total |  | Ft2 | Ft2 | (9th Edn.) | Ft2 | Ft2 | (9th Edn.) | Ft2 | Ft2 | (9th Edn.)
|  | Full Size Group III | A321 / B737-900 | B19 |  | 190 | 190 | 105 | 45 | 2337 | 3595.3846 | 594 | 4189.3846 | YES |  | 32550 | LoS D |  | 32500 | LoS D |  | 23000 | LoS F | JetBlue A321
|  | Full Size Group III | A321 / B737-900 | B21 |  | 190 | 190 | 105 | 45 | 2337 | 3595.3846 | 594 | 4189.3846 | YES |  |  | LoS D |  |  | LoS D |  |  | LoS F | JetBlue A321
|  | Full Size Group III | A321 / B737-900 | B23 |  | 190 | 190 | 105 | 45 | 2337 | 3595.3846 | 594 | 4189.3846 | YES |  |  | LoS D |  |  | LoS D |  |  | LoS F | JetBlue A321
|  | Full Size Group III | A321 / B737-900 | B25 |  | 190 | 190 | 105 | 45 | 2337 | 3595.3846 | 594 | 4189.3846 | YES |  |  | LoS D |  |  | LoS D |  |  | LoS F | JetBlue A321
|  | Full Size Group III | A321 / B737-900 | B24 |  | 190 | 190 | 105 | 45 | 2337 | 3595.3846 | 594 | 4189.3846 | YES |  |  | LoS D |  |  | LoS D |  |  | LoS F | JetBlue A321
|  | Full Size Group III | A321 / B737-900 | B22 |  | 190 | 190 | 105 | 45 | 2337 | 3595.3846 | 594 | 4189.3846 | YES |  |  | LoS D |  |  | LoS D |  |  | LoS F | JetBlue A321
| MARS | Full Size Group III | A321 / B737-900 | B20a |  | 190
|  | Group V MARS | B747-400 / B777-9X | B20 | 345 |  | 380 | 210 | 90 | 4674 | 7190.7692 | 992 | 8182.7692 | YES |  |  | LoS D |  |  | LoS D |  |  | LoS F | British Airways B747-400
|  | Full Size Group III | A321 / B737-900 | B20b |  | 190
| MARS | Full Size Group III | A321 / B737-900 | B18a |  | 190
|  | Group VI MARS | A380-800 | B18 | 516 |  | 516 | 257 | 111 | 5730.2 | 8815.6923 | 1052 | 9867.6923 | YES |  | 43186.7692 | LoS D |  | 43186.7692 | LoS D |  | 43186.7692 | LoS F | Air France A380
|  | Full Size Group III | A321 / B737-900 | B18b |  | 190 | [8 empty] | 75.04% |  |  | 75.16% |  |  | 106.2%
[7 empty] | 2036 | [5 empty] | 43186.7692
[5 empty] | WB | NB | Max. | Seated Pax | Standing Pax | Area at 100% | Seat/Wait Area | Boarding | Total |  | Ft2 | Ft2 | (9th Edn.) | Ft2 | Ft2 | (9th Edn.) | Ft2 | Ft2 | (9th Edn.)
| MARS | Full Size Group III | A321 / B737-900 | B14a |  | 190
|  | Group VI MARS | A380-800 | B14 | 516 |  | 516 | 286 | 123 | 6370.6 | 9800.9231 | 1052 | 10852.9231 | NO | 74.95% | 8500 | LoS D | 86.09% | 7400 | LoS E | 86.09% | 7400 | LoS E | Air France A380
|  | Full Size Group III | A321 / B737-900 | B14b |  | 190
| MARS | Full Size Group III | A321 / B737-900 | B10a |  | 190
|  | Group VI MARS | A380-800 | B10 | 516 |  | 516 | 286 | 123 | 6370.6 | 9800.9231 | 1052 | 10852.9231 | NO | 82.74% | 7700 | LoS E | 86.09% | 7400 | LoS E | 86.09% | 7400 | LoS E | Air France A380
|  | Full Size Group III | A321 / B737-900 | B10b |  | 190
| MARS | Full Size Group III | A321 / B737-900 | B6a |  | 190
|  | Group V MARS | B747-400 / B777-9X | B6 | 345 |  | 380 | 210 | 90 | 4674 | 7190.7692 | 857 | 8047.7692 | NO | 75.39% | 6200 | LoS D | 73.03% | 6400 | LoS D | 75.39% | 6200 | LoS D | British Airways B747-400
|  | Full Size Group III | A321 / B737-900 | B6b |  | 190
T1C |  | Restricted Group III |  | B4 |  | 128 | 128 | 1570 |  |  |  | 446 | 2016 | [10 empty] | American A319
T1C |  | Full Size Group III (Part of A1 MARS) |  | B2 |  | 190 | 190 | 2589 |  |  |  | 594 | 3183 | [10 empty] | JetBlue A321
[12 empty] | Exc. B2 & B4 | 29753.6154
[11 empty] | Total Reqd.: | 113754.6923
[14 empty] | CONCESSIONS PROGRAM IN BAB: |  |  | 33000 |  |  | 33313 |  |  | 20100

## Gate Parameters
Terminal Program Generator |  |  |  |  | Page 5: Gate Boarding Parameters
|  |  |  | Project: | SFO Terminal 1 Reconstruction; Scheme Design Phase | [14 empty] | Austin Webcor Joint Venture | [13 empty] | Austin Webcor Joint Venture
RCS |  | 2016-05-09 |  | 17 | Fixed Link Calculations Added | [14 empty] | HKS-WB-ED2-KYA | [13 empty] | HKS-WB-ED2-KYA
[5 empty] | LARGEST Aircraft |  |  | LOWEST Aircraft | [5 empty] | OPTION B: LONG PBBs | [6 empty] | T1 BASE CASE Load Factor |  |  | GATE AREAS |  | Seat sharing with Adjacent Gates ? | Programming Scope |  | Mid Point Scheme |  |  | Base Scheme
|  |  |  | Gates Boarded from BAB | T1 Reference Aircraft |  |  | Concourse Level: |  | 27.625 | Journey: Aircraft Sill up to Concourse |  |  | Landing Across HoS VSR | VSR Level under Link (outer lane) | VSR Vertical Clearance | Fixed Ramp Required |  | Rotunda Level | PBB Length | 88% |  | Per IATA Optimum LoS |  |  |  | Area Provided | Level of Service | Area Provided |  | Level of Service | Area Provided | Level of Service
GATE |  | Stand Size | Largest Aircraft | Gate | MAX AIRCRAFT SEATS (Number) |  |  | Max Slope: |  | 1:12 | [10 empty] | Pax | Gate | SEATING & BOARDING (ft2) | [10 empty] | Reference Aircraft
[5 empty] | Airline/Aircraft | Seats | Max. | Aircraft Family | Aircraft Sill Ht. | Apron Level @ Nosewheel | Height Δ (Ft) |  | Raw Length (Ft) | Level | Level | Height (Ft) | Height (Ft) | Raw Length (Ft) | Level | Ft | Pax | Gate Seats | Seat/Wait | Boarding | Total |  | Ft2 | (10th Edn.) | Ft2 | Over/Under | (10th Edn.) | Ft2 | (10th Edn.)
B1 |  | Restricted Group III | A320 / B737-700 | B1 | American A320 | 150 | 150 | B737 | 8.5 | 8.75 | 10.375 | 10' 4.5" | 125 | 25.125 |  |  | 2.5 | 30 | 25.125 |  | 132 | 83 | 1809 | 456 | 2265 | YES | 6400 | Optimum + | 6400 | 18.72% | Over Design | 6400 | Optimum + | American A320
B3 |  | Full Size Group III | A321 / B737-900 | B3 | JetBlue A321 | 190 | 190 | B737 | 8.5 | 8.75 | 10.375 | 10' 4.5" | 125 | 25.125 |  |  | 2.5 | 30 | 25.125 |  | 167.2 | 116 | 2532 | 594 | 3126 | YES | 5391 | Optimum | 5391 |  | Over Design | 5391 | Optimum | JetBlue A321
B5 |  | Full Size Group III | A321 / B737-900 | B5 | JetBlue A321 | 190 | 190 | B737 | 8.5 | 8.6 | 10.525 | 10' 6.3" | 127 | 25.125 |  |  | 2.5 | 30 | 25.125 |  | 167.2 | 116 | 2532 | 594 | 3126 | YES | 13100 | Optimum | 12100 |  | Optimum | 11700 | Optimum - | JetBlue A321
B7a | MARS | Full Size Group III | A321 / B737-900 | B7a | JetBlue A321 | 190 |  | B737 | 8.5 | 8 | 11.125 | 11' 1.5" | 134 | 25.125 |  |  | 2.5 | 30 | 25.125 | [10 empty] | -1.698%
B7 |  | Restricted Group V MARS | B777-200LR | B7 | American B777-200LR | 260 | 380 | B787 | 13.9 | 8.25 | 5.475 | 5' 5.7" | 66 | 25.125 |  |  | 2.5 | 30 | 25.125 |  | 334.4 | 232 | 5065 | 992 | 6057 | YES |  | Optimum |  |  | Optimum |  | Optimum - | American B777-200LR
B7b |  | Full Size Group III | A321 / B737-900 | B7b | JetBlue A321 | 190 |  | B737 | 8.5 | 8.25 | 10.875 | 10' 10.5" | 131 | 25.125 |  |  | 2.5 | 30 | 25.125
B9 |  | Full Size Group III | A321 / B737-900 | B9 | JetBlue A321 | 190 | 190 | B737 | 8.5 | 8.35 | 10.775 | 10' 9.3" | 130 | 25.625 |  |  | 2 | 24 | 25.625 |  | 167.2 | 116 | 2532 | 594 | 3126 | YES | 12309 | Optimum | 12309 |  | Optimum | 12309 | Optimum - | JetBlue A321
B11 |  | Full Size Group III | A321 / B737-900 | B11 | JetBlue A321 | 190 | 190 | B737 | 8.5 | 8.35 | 10.775 | 10' 9.3" | 130 | 25.625 |  |  | 2 | 24 | 25.625 |  | 167.2 | 116 | 2532 | 594 | 3126 | YES | 7300 | Optimum + | 5800 | -7.23% | Optimum | 6400 | Optimum | JetBlue A321
B13 |  | Full Size Group III | A321 / B737-900 | B13 | JetBlue A321 | 190 | 190 | A320 | 11.1 | 8.35 | 8.175 | 8' 2.1" | 99 | 25.625 |  |  | 2 | 24 | 25.625 |  | 167.2 | 116 | 2532 | 594 | 3126 | YES | 6252 | Optimum | 6252 |  | Optimum | 6252 | Optimum | JetBlue A321
B15 |  | Full Size Group III | A321 / B737-900 | B15 | JetBlue A321 | 190 | 190 | B737 | 8.5 | 8.85 | 10.275 | 10' 3.3" | 124 | 25.625 |  |  | 2 | 24 | 25.625 |  | 167.2 | 116 | 2532 | 594 | 3126 | YES | 8800 | Over Design | 6989 | 11.79% | Over Design | 3100 | Optimum | JetBlue A321
B17 |  | Full Size Group III | A321 / B737-900 | B17 | JetBlue A321 | 190 | 190 | B737 | 8.5 | 8.9 | 10.225 | 10' 2.7" | 123 | 25.625 |  |  | 2 | 24 | 25.625 |  | 167.2 | 116 | 2532 | 594 | 3126 | YES | 6252 | Over Design | 6252 |  | Over Design | 3400 | Optimum | JetBlue A321
[22 empty] | 1127 |  |  | 30204
[5 empty] | Airline/Aircraft | Seats | Max. | Aircraft Family | Aircraft Sill Ht. | Apron Level @ Nosewheel | Height (Ft) |  | Raw Length (Ft) | Level | Level | Height (Ft) | Height (Ft) | Raw Length (Ft) | Level | Ft | Pax |  | Seat/Wait | Board | Total |  | Ft2 | (10th Edn.) | Ft2 | Over/Under | (10th Edn.) | Ft2 | (10th Edn.)
B19 |  | Full Size Group III | A321 / B737-900 | B19 | JetBlue A321 | 190 | 190 | B737 | 8.5 | 9.25 | 9.875 | 9' 10.5" | 119 | 25.625 |  |  | 2 | 24 | 25.625 |  | 167.2 | 116 | 2532 | 594 | 3126 | YES | 32550 | Optimum | 32500 |  | Optimum | 23000 | Sub-Optimum | JetBlue A321
B21 |  | Full Size Group III | A321 / B737-900 | B21 | JetBlue A321 | 190 | 190 | B737 | 8.5 | 9.75 | 9.375 | 9' 4.5" | 113 | 25.625 |  |  | 2 | 24 | 25.625 |  | 167.2 | 116 | 2532 | 594 | 3126 | YES |  | Optimum |  |  | Optimum |  | Sub-Optimum | JetBlue A321
B23 |  | Full Size Group III | A321 / B737-900 | B23 | JetBlue A321 | 190 | 190 | B737 | 8.5 | 10.5 | 8.625 | 8' 7.5" | 104 | 25.625 |  |  | 2 | 24 | 25.625 |  | 167.2 | 116 | 2532 | 594 | 3126 | YES |  | Optimum |  |  | Optimum |  | Sub-Optimum | JetBlue A321
B24a | MARS | Full Size Group III | A321 / B737-900 | B25 | JetBlue A321 | 190 |  | B737 | 8.5 | 10.7 | 8.425 | 8' 5.1" | 102 | [12 empty] | YES |  | Optimum |  |  | Optimum |  | Sub-Optimum | JetBlue A321
B24 |  | Restricted Group V MARS | B777-200LR | B24 | American B777-200LR | 260 | 380 | B787 | 13.9 | 10.75 | 2.975 | 2' 11.7" | 36 | [7 empty] | 334.4 | 232 | 5065 | 992 | 6057 | [8 empty] | American B777-200LR
B24b |  | Full Size Group III | A321 / B737-900 | B24 | JetBlue A321 | 190 |  | B737 | 8.5 | 10.25 | 8.875 | 8' 10.5" | 107 | [12 empty] | YES |  | Optimum |  | 1.983% | Optimum |  | Sub-Optimum | JetBlue A321
B22 |  | Full Size Group III | A321 / B737-900 | B22 | JetBlue A321 | 190 | 190 | A320 | 11.1 | 10.25 | 6.275 | 6' 3.3" | 76 | [7 empty] | 167.2 | 116 | 2532 | 594 | 3126 | YES |  | Optimum |  |  | Optimum |  | Sub-Optimum | JetBlue A321
B20a | MARS | Full Size Group III | A321 / B737-900 | B20a | JetBlue A321 | 190 |  | B737 | 8.5 | 10 | 9.125 | 9' 1.5" | 110
B20 |  | Full Size Group V MARS | B747-400 / B777-9X | B20 | British Airways B747-400 | 345 | 380 | B787 | 13.9 | 10 | 3.725 | 3' 8.7" | 45 | [7 empty] | 334.4 | 232 | 5065 | 992 | 6057 | YES |  | Optimum |  |  | Optimum |  | Sub-Optimum | British Airways B747-400
B20b |  | Full Size Group III | A321 / B737-900 | B20b | JetBlue A321 | 190 |  | B737 | 8.5 | 10.4 | 8.725 | 8' 8.7" | 105
B18a | MARS | Full Size Group III | A321 / B737-900 | B18a | JetBlue A321 | 190 |  | B737 | 8.5 | 10.6 | 8.525 | 8' 6.3" | 103
B18 |  | Full Size Group VI MARS | A380-800 | B18 | Air France A380 | 516 | 516 | B787 | 13.9 | 10.5 | 3.225 | 3' 2.7" | 39 | [7 empty] | 454.08 | 284 | 6198 | 1052 | 7250 | YES | 31868 | Optimum | 31868 |  | Optimum | 31868 | Sub-Optimum | Air France A380
B18b |  | Full Size Group III | A321 / B737-900 | B18b | JetBlue A321 | 190 |  | B737 | 8.5 | 9.75 | 9.375 | 9' 4.5" | 113
[7 empty] | 2036 | [14 empty] | 1212 |  |  | 31868
[5 empty] | Airline/Aircraft | Seats | Max. | Aircraft Family | Aircraft Sill Ht. | Apron Level @ Nosewheel | Height (Ft) |  | Raw Length (Ft) | Level | Level | Height (Ft) | Height (Ft) | Raw Length (Ft) | Level | Ft | Pax |  | Seat/Wait | Board | Total |  | Ft2 | (10th Edn.) | Ft2 | Over/Under | (10th Edn.) | Ft2 | (10th Edn.)
B14a | MARS | Full Size Group III | A321 / B737-900 | B14a | JetBlue A321 | 190 |  | B737 | 8.5 | 9.8 | 9.325 | 9' 3.9" | 112 | 27.625 |  |  | 0 | 0 | 27.625
B14 |  | Full Size Group VI MARS | A380-800 | B14 | Air France A380 | 516 | 516 | B787 | 13.9 | 9.9 | 3.825 | 3' 9.9" | 46 | 27.625 |  |  | 1.125 | 13.5 | 26.5 |  | 454.08 | 315 | 6877 | 1052 | 7929 | NO | 8500 | Optimum | 7400 | -6.672% | Optimum | 7400 | Optimum | Air France A380
B14b |  | Full Size Group III | A321 / B737-900 | B14b | JetBlue A321 | 190 |  | B737 | 8.5 | 9.3 | 9.825 | 9' 9.9" | 118 | 27.625 |  |  | 1.125 | 13.5 | 26.5
B10a | MARS | Full Size Group III | A321 / B737-900 | B10a | JetBlue A321 | 190 |  | B737 | 8.5 | 9.5 | 9.625 | 9' 7.5" | 116 | 27.625 |  |  | 0 | 0 | 27.625
B10 |  | Full Size Group VI MARS | A380-800 | B10 | Air France A380 | 516 | 516 | B787 | 13.9 | 9.4 | 4.325 | 4' 3.9" | 52 | 27.625 |  |  | 3.625 | 43.5 | 24 |  | 454.08 | 315 | 6877 | 1052 | 7929 | NO | 7700 | Optimum | 7400 | -6.672% | Optimum | 7400 | Optimum | Air France A380
B10b |  | Full Size Group III | A321 / B737-900 | B10b | JetBlue A321 | 190 |  | B737 | 8.5 | 8.6 | 10.525 | 10' 6.3" | 127 | 27.625 |  |  | 3.625 | 43.5 | 24
B6a | MARS | Full Size Group III | A321 / B737-900 | B6a | JetBlue A321 | 190 |  | B737 | 8.5 | 8.75 | 10.375 | 10' 4.5" | 125 | 27.625 |  |  | 2.125 | 25.5 | 25.5
B6 |  | Full Size Group V MARS | B747-400 / B777-9X | B6 | British Airways B747-400 | 345 | 380 | B787 | 13.9 | 9.5 | 4.225 | 4' 2.7" | 51 | 27.625 |  |  | 0 | 0 | 27.625 |  | 334.4 | 232 | 5065 | 992 | 6057 | YES | 6200 | Optimum | 6400 | 5.663% | Optimum | 6200 | Optimum | British Airways B747-400
B6b |  | Full Size Group III | A321 / B737-900 | B6b | JetBlue A321 | 190 |  | B737 | 8.5 | 9.4 | 9.725 | 9' 8.7" | 117 | 27.625 |  |  | 2.125 | 25.5 | 25.5 | [9 empty] | 6057
B4 |  | Full Size Group III | A321 / B737-900 | B4 | JetBlue A321 | 190 | 190 | B737 | 8.5 | 9.4 | 9.725 | 9' 8.7" | 117 | 27.625 |  |  | 2.625 | 31.5 | 25 |  | 167.2 | 129 | 2816 | 594 | 3410 | NO |  |  | 3400 | -0.2933% | Optimum |  |  | JetBlue A321
B2 |  | Full Size Group III (Part of A1) | A321 / B737-900 | B2 | JetBlue A321 | 190 | 190 | B737 | 8.5 | 9.6 | 9.525 | 9' 6.3" | 115 | 27.625 |  |  | 3.125 | 37.5 | 24.5 |  | 167.2 | 129 | 2532 | 594 | 3126 | NO | [7 empty] | JetBlue A321
[21 empty] | Exc. B2 & B4 | 862 |  | Exc. B2 & B4 | 21915
|  | NOTES: | Apron levels are approximate proposed levels interpolated from the Composite Grading Plan, drwg C02.01.50 dated 04-22-2016.
All levels are 'Above Datum' and the levels for Stands B1, B3 and B5 are with the fully regraded cul-de-sac between BAB and BAC.
Sill heights for aircraft families are the minimum heights given in the manufacturer's publications.
The height difference between aircraft sill and concourse will be partly addressed by the PBBs and partly by ramped fixed links.
Raw Lengths are a simple multiplication of the overal height difference by the maximum gradient - landings in fixed links need to be added.
In two cases where the apron level is the same an alternative aircraft family has been shown for illustrative purposes only.
[23 empty] | Total Reqd.: | 83987
[7 empty] | CONCESSIONS PROGRAM IN BAB: | [20 empty] | 33000 |  |  | 33313 |  | 20100
Source:
Gates Boarded from BAD (T2)
Reference Aircraft
|  | B737-800 (Group III) |  | 50 | 160
|  | B737-800 (Group III) |  | 51a | 160
|  | B757-200 (Group IV) |  | 51b | 188
|  | B767-300 (Group IV) |  | 52a | 225
|  | B757-200 (Group IV) |  | 52b | 188
|  | B757-200 (Group IV) |  | 53 | 188
|  | B737-800 (Group III) |  | 54a | 160
|  | B757-200 (Group IV) |  | 54b | 188
|  | B767-300 (Group IV) |  | 55 | 225
|  | B757-200 (Group IV) |  | 56 | 188
|  | B777-200 (Group V) |  | 57 | 247
|  | B737-800 (Group III) |  | 58a | 160
|  | B767-300 (Group IV) |  | 58b | 225
|  | B737-800 (Group III) |  | 59 | 160
2662

## Toilets
WB Terminal Program Generator |  |  |  | Page 6: Toilet Calculations; Departures
|  | Fixed Link Calculations Added | Project: | SFO Terminal 1 Reconstruction; Scheme Design Phase
RCS |  | 2016-05-09 | #REF! | #REF! |  | #REF! |  | #REF! |  | #REF! |  | #REF! |  | #REF! |  | #REF! |  | #REF! |  | #REF! |  | #REF!
|  | 0 |  | #REF! |  | #REF! |  | #REF! |  | #REF! |  | #REF! |  | #REF! |  | #REF! |  | #REF! |  | #REF! |  | #REF!
|  |  |  | Units | Area (m2 ) | Units | Area (m2 ) | Units | Area (m2 ) | Units | Area (m2 ) | Units | Area (m2 ) | Units | Area (m2 ) | Units | Area (m2 ) | Units | Area (m2 ) | Units | Area (m2 ) | Units | Area (m2 ) | Perth Toilet Study Criteria |  | Ratio of Usage to Fixtures
Base Data |  | Annual Passenger Traffic Forecast | MPPA | #REF! |  | #REF! |  | #REF! |  | #REF! |  | #REF! |  | #REF! |  | #REF! |  | #REF! |  | #REF! |  | #REF! |  | 5% | Light/Medium Usage | 1.3 | More than adequate provision
|  | International Departures Busy Hour | Pax | #REF! |  | #REF! |  | #REF! |  | #REF! |  | #REF! |  | #REF! |  | #REF! |  | #REF! |  | #REF! |  | #REF! |  | 8% | Medium (average) Usage | 2 | Adequate provision
|  | International Arrivals Busy Hour | Pax | #REF! |  | #REF! |  | #REF! |  | #REF! |  | #REF! |  | #REF! |  | #REF! |  | #REF! |  | #REF! |  | #REF! |  | 12% | Heavy Usage | 3 | Less than adequate provision
Landside Passenger Areas (Spread over Levels G and 1 - up to Passport Control line)
|  | Total Busy Hour Occupancy | People | #REF! |  |  |  | #REF! |  | #REF! |  | #REF! |  | #REF! |  | #REF! |  | #REF! |  | #REF! |  | #REF! |  | See Outbound Process page
|  | Gender Split (allow for variable inbalance) | Men | #REF! |  |  |  | #REF! |  | #REF! |  | #REF! |  | #REF! |  | #REF! |  | #REF! |  | #REF! |  | #REF! |  | 55% | Allowing more than 100% total, possible gender imbalances are allowed for. This also allows some contingency for disrupt scenarios.
|  |  | Women | #REF! |  |  |  | #REF! |  | #REF! |  | #REF! |  | #REF! |  | #REF! |  | #REF! |  | #REF! |  | #REF! |  | 55%
Australian BCA Calculation - minimum provision per above Occupancy
|  | Men's toilet cubicles | No. | #REF! |  |  |  | #REF! |  | #REF! |  | #REF! |  | #REF! |  | #REF! |  | #REF! |  | #REF! |  | #REF! |  | Comment: This is based on the 'Class 9b' table in the BCA (…) Observing the numbers produced and comparing to real world examples it seems very unlikely that adhering to these minimum standards will produce an appropriate standard of service at an airport.
|  | Men's urinals | No. | #REF! |  |  |  | #REF! |  | #REF! |  | #REF! |  | #REF! |  | #REF! |  | #REF! |  | #REF! |  | #REF!
|  | Women's toilet cubicles | No. | #REF! |  |  |  | #REF! |  | #REF! |  | #REF! |  | #REF! |  | #REF! |  | #REF! |  | #REF! |  | #REF!
| Perth Airport Toilet Study Method |  |  | Convenient real world example with survey date & detailed study for comparison. | [19 empty] | Light usage on level 0, Medium Usage on level 1 (F&B on level 1)
|  | Number of Men using Toilets in BH | People | #REF! |  |  |  | #REF! |  | #REF! |  | #REF! |  | #REF! |  | #REF! |  | #REF! |  | #REF! |  | #REF! |  | 6.5% | Proportion of occupants using toilets in this area at any time
|  | Number of Women using Toilets in BH | People | #REF! |  |  |  | #REF! |  | #REF! |  | #REF! |  | #REF! |  | #REF! |  | #REF! |  | #REF! |  | #REF! |  | 2 | minutes dwell time (men) | 3 | minutes dwell time (women)
|  | Number of Fixtures required for Men | No. | #REF! |  |  |  | #REF! |  | #REF! |  | #REF! |  | #REF! |  | #REF! |  | #REF! |  | #REF! |  | #REF! |  | 2 | ratio of usage to fixture, in the adequate range of 1.5 to 2.5
|  | Number of WCs required for Men | No. | #REF! |  |  |  | #REF! |  | #REF! |  | #REF! |  | #REF! |  | #REF! |  | #REF! |  | #REF! |  | #REF! |  | Approx. one third of total fittings required for men.
|  | Number of Urinals required | No. | #REF! |  |  |  | #REF! |  | #REF! |  | #REF! |  | #REF! |  | #REF! |  | #REF! |  | #REF! |  | #REF!
|  | Number of WCs required for Women | No. | #REF! |  |  |  | #REF! |  | #REF! |  | #REF! |  | #REF! |  | #REF! |  | #REF! |  | #REF! |  | #REF!
Departures Airside Areas (excluding only Airline lounges)
|  | Total Busy Hour Occupancy | People | #REF! |  | #REF! |  | #REF! |  | #REF! |  | #REF! |  | #REF! |  | #REF! |  | #REF! |  | #REF! |  | #REF! |  | See Consolidated Departure Lounge page. |  | #REF! | Minute lounge dwell time
|  | Gender Split (allow for inbalance) | Men | #REF! |  | #REF! |  | #REF! |  | #REF! |  | #REF! |  | #REF! |  | #REF! |  | #REF! |  | #REF! |  | #REF! |  | 55% | As above, allowing more than 100% total, possible gender imbalances are allowed for. This also allows some contingency for disrupt scenarios.
|  |  | Women | #REF! |  | #REF! |  | #REF! |  | #REF! |  | #REF! |  | #REF! |  | #REF! |  | #REF! |  | #REF! |  | #REF! |  | 55%
| Provision | [22 empty] | Current provision (2015 Q1) central 2nd floor toilet block
|  | Men's toilet cubicles | No. | 5 |  | 11 | [17 empty] | 2nd Floor east extension will add 1 men's & 1 women's toilet cubicles plus 1 UAWC.
|  | Men's urinals | No. | 10 |  | 19 | [17 empty] | 1st Floor departures lounge extension toilet block will add 5 men's cubicles, 9 urinals, 10 women's cubicles, 1 UAWC and 1 parenting room.
|  | Women's toilet cubicles | No. | 9 |  | 20
|  | Universal Access WC | No. | 1 |  | 3
|  | Parenting Suite (including a toilet cubicle) | No. | 1 |  | 2
Australian BCA Calculation
|  | Men's toilet cubicles | No. | #REF! | #REF! | #REF! |  | #REF! |  | #REF! |  | #REF! |  | #REF! |  | #REF! |  | #REF! |  | #REF! |  | #REF! |  | Comment: This calculation is based on the 'Class 9b' table in the BCA (…). Observing the numbers produced and comparing to real world examples it seems very unlikely that adhering to these minimum standards will produce an appropriate standard of service at an airport.
|  | Men's urinals | No. | #REF! | #REF! | #REF! |  | #REF! |  | #REF! |  | #REF! |  | #REF! |  | #REF! |  | #REF! |  | #REF! |  | #REF!
|  | Women's toilet cubicles | No. | #REF! | #REF! | #REF! |  | #REF! |  | #REF! |  | #REF! |  | #REF! |  | #REF! |  | #REF! |  | #REF! |  | #REF!
| Perth Airport Toilet Study Method (per Airbiz) | [22 empty] | Define the Departures Area as Medium Usage
|  | Number of Men using Toilets in BH** | Men | #REF! |  | #REF! |  | #REF! |  | #REF! |  | #REF! |  | #REF! |  | #REF! |  | #REF! |  | #REF! |  | #REF! |  | 8% | Proportion of occupants using toilets in this area at one any time
|  | Number of Women using Toilets in BH** | Women | #REF! |  | #REF! |  | #REF! |  | #REF! |  | #REF! |  | #REF! |  | #REF! |  | #REF! |  | #REF! |  | #REF!
|  | Number of Fixtures required for Men | No. ¦ m2 | #REF! | #REF! | #REF! | #REF! | #REF! | #REF! | #REF! | #REF! | #REF! | #REF! | #REF! | #REF! | #REF! | #REF! | #REF! | #REF! | #REF! | #REF! | #REF! | #REF! | 2.5 | ratio of usage to fixtures for men, in the adequate range of 1.5 to 2.5
|  | Number of WCs required for Men | No. | #REF! |  | #REF! |  | #REF! |  | #REF! |  | #REF! |  | #REF! |  | #REF! |  | #REF! |  | #REF! |  | #REF! |  | 6.6 | Av. m2 per Fitting for Men | 6.6 | Av. m2 per Fitting for Women
|  | Number of Urinals required | No. | #REF! |  | #REF! |  | #REF! |  | #REF! |  | #REF! |  | #REF! |  | #REF! |  | #REF! |  | #REF! |  | #REF! |  | Approx. two thirds of total fittings required
|  | Number of WCs required for Women | No. ¦ m2 | #REF! | #REF! | #REF! | #REF! | #REF! | #REF! | #REF! | #REF! | #REF! | #REF! | #REF! | #REF! | #REF! | #REF! | #REF! | #REF! | #REF! | #REF! | #REF! | #REF! | 2 | ratio of usage to fixtures for women, in the adequate range of 1.5 to 2.5
Alternative Departure Lounge Specific Calculation (new WB)
|  | Men using Toilets in Departures Lounge | Men | #REF! |  | #REF! |  | #REF! |  | #REF! |  | #REF! |  | #REF! |  | #REF! |  | #REF! |  | #REF! |  | #REF! |  | 90% | Proportion of men who will visit toilets once prior to boarding (L/H Intl.)
|  | Women using Toilets in Departures Lounge | Women | #REF! |  | #REF! |  | #REF! |  | #REF! |  | #REF! |  | #REF! |  | #REF! |  | #REF! |  | #REF! |  | #REF! |  | 90% | Proportion of women who will visit toilets once prior to boarding (ditto)
|  | Men's Toilets Average Population in BH** | Men | #REF! |  | #REF! |  | #REF! |  | #REF! |  | #REF! |  | #REF! |  | #REF! |  | #REF! |  | #REF! |  | #REF! |  | 2 | minute av. toilet dwell time | #REF! | Minute lounge dwell time
|  | Women's Toilets Average Pop. in BH** | Women | #REF! |  | #REF! |  | #REF! |  | #REF! |  | #REF! |  | #REF! |  | #REF! |  | #REF! |  | #REF! |  | #REF! |  | 3 | minute av. toilet dwell time
|  | Apply Peaking Factor: Men's Toilets | Men | #REF! |  | #REF! |  | #REF! |  | #REF! |  | #REF! |  | #REF! |  | #REF! |  | #REF! |  | #REF! |  | #REF! |  | 45% | Peaking Factor
|  | Apply Peaking Factor: Women's Toilets | Women | #REF! |  | #REF! |  | #REF! |  | #REF! |  | #REF! |  | #REF! |  | #REF! |  | #REF! |  | #REF! |  | #REF! |  | 45% | Peaking Factor
|  | Number of Fixtures required for Men | No. ¦ m2 | #REF! | #REF! | #REF! | #REF! | #REF! | #REF! | #REF! | #REF! | #REF! | #REF! | #REF! | #REF! | #REF! | #REF! | #REF! | #REF! | #REF! | #REF! | #REF! | #REF! | 75% | Max. pop. using fixture | 75% | Max. fixtures in use
|  | Number of WCs required for Men | No. | #REF! |  | #REF! |  | #REF! |  | #REF! |  | #REF! |  | #REF! |  | #REF! |  | #REF! |  | #REF! |  | #REF! |  | 6.6 | Av. m2 per Fitting for Men | 6.6 | Av. m2 per Fitting for Women
|  | Number of Urinals required | No. | #REF! |  | #REF! |  | #REF! |  | #REF! |  | #REF! |  | #REF! |  | #REF! |  | #REF! |  | #REF! |  | #REF! |  | Approx. two thirds of total fittings required
|  | Number of WCs required for Women | No. ¦ m2 | #REF! | #REF! | #REF! | #REF! | #REF! | #REF! | #REF! | #REF! | #REF! | #REF! | #REF! | #REF! | #REF! | #REF! | #REF! | #REF! | #REF! | #REF! | #REF! | #REF! | 67% | Max. pop. using fixture | 75% | Max. fixtures in use
|  | Area of Toilet Blocks Required (Max.) | m2 |  | #REF! |  | #REF! |  | #REF! |  | #REF! |  | #REF! |  | #REF! |  | #REF! |  | #REF! |  | #REF! |  | #REF!
|  | Note (**): '… at any one time.' |  | #REF! |  | #REF! |  | #REF! |  | #REF! |  | #REF! |  | #REF! |  | #REF! |  | #REF! |  | #REF! |  | #REF!

## Concourse Op1
Terminal Program Generator |  |  | Page 7A: Concourse Floor Plate - Rough Area Calculation - Option 1
| Fixed Link Calculations Added | Project: | #REF! | [14 empty] | Austin Webcor Joint Venture
RCS | #REF! | #REF! | Zone 1 |  | Zone 1A |  | Zone 2 |  | Zone 3 |  | Zone 4 |  | Orphan |  |  |  |  | HKS-WB-ED2-KYA
| #REF! |  | Concessions 1, Pre-Programming A/C Parking |  | Concessions 1, Pre-Programming A/C Parking |  | Concessions 1, Pre-Programming A/C Parking |  | Concessions 1, Pre-Programming A/C Parking |  | Concessions 1, Pre-Programming A/C Parking |  | Concessions 1, Pre-Programming A/C Parking |  |  |  |  | Option 1 incorporates pre-programming aircraft stand layout.
|  |  | Units | Area (ft2 ) | Units | Area (ft2 ) | Units | Area (ft2 ) | Units | Area (ft2 ) | Units | Area (ft2 ) | Units | Area (ft2 ) | A/C Seats | GSA Seats | GSA Area (ft2 ) | GSA = Gate Seating Area, inc. boarding podiums, queue space, service desk & special needs space.
Base Data per Zone | Annual Passengers (T1 BAB) | MPPA | [15 empty] | Note (*): Group V MARS stands = 2 Group III stands
| Departures Busy Hour | Pax
| Arrivals Busy Hour | Pax
| Number of Group III Gates* | Gates | 0 |  | 2 |  | 3 |  | 6 |  | 10 |  | 1 |  | 190 | 129 | 3409.1806 | Large ADG III/Code C, ref.: JetBlue A321
| Number of Group V Non-MARS Gates | Gates | 0 |  | 0 |  | 1 |  | 0 |  | 0 |  | 0 |  | 252 | 154 | 4057.0479 | Small ADG V/Code E, ref.: US Airways A330-200
| Number of Group VI MARS Gates | Gates | 0 |  | 1 |  | 0 |  | 1 |  | 0 |  | 0 |  | 516 | 315 | 7928.6908 | ADG VI/Code F, ref.: Air France A380
| Total Narrowbody Stand Count | Stands | 0 |  | 4 |  | 4 |  | 8 |  | 10 |  | 1 |  |  |  | 27 | Total Narrow Body positions across all stands
Gate Functional Area including podiums, boarding queue and seating
| (to achieve IATA 'optimum' LoS) | Seats ¦ ft2 | 0 | 0 | 573 | 14747.052 | 541 | 14284.5898 | 1089 | 28383.7745 | 1290 | 34091.8063 | 129 | 3409.1806
Commercial Space; Estimated Demand per Base Case Annual Pax
| Duty Free | ft2
| Specialist Retail | ft2
| F&B Total, including F&B seating | ft2
| Combined | ft2 |  | 45000 |  | 2000 |  | 15000 |  | 3000 |  | 8000 |  | 0 | Plug Numbers based on SFO RDG initial schedule with additions
Commercial Space; Proposed Provision
| Duty Free | ft2
| Specialist retail | ft2
| F&B Total, including F&B seating | ft2
| Duty Free, Specialist Retail & F&B Total | ft2
| Event Space – promotions, seasonal events etc. | ft2 |  | 1000 |  | 0 |  | 1000 |  | 0 |  | 1000 |  | 0 | WB Assumption
Other Passenger Facilities
| Restrooms, inc. Parenting Rooms | ft2 | 1 | 2500 | 0 | 0 | 1 | 2500 | 1 | 2500 | 2 | 5000 | 1 | 2500 | 2500 | ft2 block per max six gates - quick assumption based on T2/BAE
| Vending, ATMs, Internet Kiosks, etc. | ft2 |  | 100 |  | 0 |  | 100 |  | 0 |  | 100 |  | 0 | WB pro-tem assumption
| Ancillary PAX facilities @ departures level | ft2 |  | 1000 |  | 0 |  | 1500 |  | 1000 |  | 1000 |  | 0 | WB assumption: multi-faith room, children’s play area, yoga room etc.
| Vertical Circulation | ft2 |  | 400 |  | 0 |  | 400 |  | 400 |  | 400 |  | 0 | Plug numbers - to be reviewed against block plans
| Principal Horizontal Circulation | ft2 |  | 30000 |  | 6000 |  | 18000 |  | 20000 |  | 10000 |  | 0 | Initial estimate based on min. 30' wide concourse.
| Custodial, Maintenance, Airline Gate Supplies | ft2 |  | 200 |  | 0 |  | 400 |  | 200 |  | 400 |  | 200
| Subtotal: Programmed Areas | ft2 |  | 80200 |  | 22747.052 |  | 53184.5898 |  | 55483.7745 |  | 59991.8063 |  | 6109.1806
| Structure, Services, Partitions & Envelope | ft2 |  | 8020 |  | 2274.7052 |  | 5318.459 |  | 5548.3775 |  | 5999.1806 |  | 610.9181 | 10% | For structure, walls, m/s pods, ducts etc., (main plant below)
| Gross Departures Floor Plate | ft2 |  | 88000 |  | 25000 |  | 59000 |  | 61000 |  | 66000 |  | 7000 | Rounded. Airline lounges, sterile corridor excluded as all on Mezzanine level.
|  |  | Zone 1 |  | Zone 1A |  | Zone 2 |  | Zone 3 |  | Zone 4 |  | Orphan

## Concourse Op2
Terminal Program Generator |  |  | 7b: Concourse Floor Plate - Rough Area Calculation - Option 2
| Fixed Link Calculations Added | Project: | #REF! | [14 empty] | Austin Webcor Joint Venture
RCS | #REF! | #REF! | Zone 1 |  | Zone 1A |  | Zone 2 |  | Zone 3 |  | Zone 4 |  | Orphan |  |  |  |  | HKS-WB-ED2-KYA
| #REF! |  | Concessions 2, Alternate A/C Parking |  | Concessions 2, Alternate A/C Parking |  | Concessions 2, Alternate A/C Parking |  | Concessions 2, Alternate A/C Parking |  | Concessions 2, Alternate A/C Parking |  | Concessions 2, Alternate A/C Parking |  |  |  |  | Option 2 incorporates the alternative aircraft stand layout.
|  |  | Units | Area (ft2 ) | Units | Area (ft2 ) | Units | Area (ft2 ) | Units | Area (ft2 ) | Units | Area (ft2 ) | Units | Area (ft2 ) | A/C Seats | GSA Seats | GSA Area (ft2 ) | GSA = Gate Seating Area, inc. boarding podiums, queue space, service desk & special needs space.
Base Data per Zone | Annual Passengers (T1 BAB) | MPPA | [15 empty] | Note (*): Group V MARS stands = 2 Group III stands
| Departures Busy Hour | Pax
| Arrivals Busy Hour | Pax
| Number of Group III Gates* | Gates | 0 |  | 0 |  | 5 |  | 6 |  | 11 |  | 1 |  | 190 | 129 | 3409.1806 | Large ADG III/Code C, ref.: JetBlue A321
| Number of Group V Non-MARS Gates | Gates | 0 |  | 0 |  | 0 |  | 0 |  | 0 |  | 0 |  | 252 | 154 | 4057.0479 | Small ADG V/Code E, ref.: US Airways A330-200
| Number of Group VI MARS Gates | Gates | 0 |  | 0 |  | 1 |  | 1 |  | 0 |  | 0 |  | 516 | 315 | 7928.6908 | ADG VI/Code F, ref.: Air France A380
| Total Narrowbody Stand Count | Stands | 0 |  | 0 |  | 7 |  | 8 |  | 11 |  | 1 |  |  |  | 27 | Total Narrow Body positions across all stands
Gate Functional Area including podiums, boarding queue and seating
| (to achieve IATA 'optimum' LoS) | Seats ¦ ft2 | 0 | 0 | 0 | 0 | 960 | 24974.5939 | 1089 | 28383.7745 | 1419 | 37500.9869 | 129 | 3409.1806
Commercial Space; Estimated Demand per Base Case Annual Pax
| Duty Free | ft2
| Specialist Retail | ft2
| F&B Total, including F&B seating | ft2
| Combined | ft2 |  | 35000 |  | 0 |  | 20000 |  | 3000 |  | 15000 |  | 0 | Plug Numbers based on SFO RDG initial schedule with additions
Commercial Space; Proposed Provision
| Duty Free | ft2
| Specialist retail | ft2
| F&B Total, including F&B seating | ft2
| Duty Free, Specialist Retail & F&B Total | ft2
| Event Space – promotions, seasonal events etc. | ft2 |  | 1000 |  | 0 |  | 1000 |  | 0 |  | 1000 |  | 0 | WB Assumption
Other Passenger Facilities
| Restrooms, inc. Parenting Rooms | ft2 | 1 | 2500 | 0 | 0 | 1 | 2500 | 1 | 2500 | 2 | 5000 | 1 | 2500 | 2500 | ft2 block per max six gates - quick assumption based on T2/BAE
| Vending, ATMs, Internet Kiosks, etc. | ft2 |  | 100 |  | 0 |  | 100 |  | 0 |  | 100 |  | 0 | WB pro-tem assumption
| Ancillary PAX facilities @ departures level | ft2 |  | 1000 |  | 0 |  | 1500 |  | 1000 |  | 1000 |  | 0 | WB assumption: multi-faith room, children’s play area, yoga room etc.
| Vertical Circulation | ft2 |  | 400 |  | 0 |  | 400 |  | 400 |  | 400 |  | 0 | Plug numbers - to be reviewed against block plans
| Principal Horizontal Circulation | ft2 |  | 20000 |  | 0 |  | 18000 |  | 20000 |  | 12000 |  | 0 | Initial estimate based on min. 30' wide concourse.
| Custodial, Maintenance, Airline Gate Supplies | ft2 |  | 200 |  | 0 |  | 400 |  | 200 |  | 400 |  | 200
| Subtotal: Programmed Areas | ft2 |  | 60200 |  | 0 |  | 68874.5939 |  | 55483.7745 |  | 72400.9869 |  | 6109.1806
| Structure, Services, Partitions & Envelope | ft2 |  | 6020 |  | 0 |  | 6887.4594 |  | 5548.3775 |  | 7240.0987 |  | 610.9181 | 10% | For structure, walls, m/s pods, ducts etc., (main plant below)
| Gross Departures Floor Plate | ft2 |  | 66000 |  | 0 |  | 76000 |  | 61000 |  | 80000 |  | 7000 | Rounded. Airline lounges, sterile corridor excluded as all on Mezzanine level.
|  |  | Zone 1 |  | Zone 1A |  | Zone 2 |  | Zone 3 |  | Zone 4 |  | Orphan

## Concourse Op3
Terminal Program Generator |  |  | Page 7c: Concourse Floor Plate - Rough Area Calculation - Option 3
| Fixed Link Calculations Added | Project: | #REF! | [14 empty] | Austin Webcor Joint Venture
RCS | #REF! | #REF! | Zone 1 |  | Zone 1A |  | Zone 2 |  | Zone 3 |  | Zone 4 |  | Orphan |  |  |  |  | HKS-WB-ED2-KYA
| #REF! |  | Concessions 2, Pre-Programming A/C Parking |  | Concessions 2, Pre-Programming A/C Parking |  | Concessions 2, Pre-Programming A/C Parking |  | Concessions 2, Pre-Programming A/C Parking |  | Concessions 2, Pre-Programming A/C Parking |  | Concessions 2, Pre-Programming A/C Parking |  |  |  |  | Option 2 incorporates the alternative aircraft stand layout.
|  |  | Units | Area (ft2 ) | Units | Area (ft2 ) | Units | Area (ft2 ) | Units | Area (ft2 ) | Units | Area (ft2 ) | Units | Area (ft2 ) | A/C Seats | GSA Seats | GSA Area (ft2 ) | GSA = Gate Seating Area, inc. boarding podiums, queue space, service desk & special needs space.
Base Data per Zone | Annual Passengers (T1 BAB) | MPPA | [15 empty] | Note (*): Group V MARS stands = 2 Group III stands
| Departures Busy Hour | Pax
| Arrivals Busy Hour | Pax
| Number of Group III Gates* | Gates | 0 |  | 0 |  | 6 |  | 5 |  | 11 |  | 1 |  | 190 | 129 | 3409.1806 | Large ADG III/Code C, ref.: JetBlue A321
| Number of Group V Non-MARS Gates | Gates | 0 |  | 0 |  | 0 |  | 0 |  | 0 |  | 0 |  | 252 | 154 | 4057.0479 | Small ADG V/Code E, ref.: US Airways A330-200
| Number of Group VI MARS Gates | Gates | 0 |  | 0 |  | 1 |  | 1 |  | 0 |  | 0 |  | 516 | 315 | 7928.6908 | ADG VI/Code F, ref.: Air France A380
| Total Narrowbody Stand Count | Stands | 0 |  | 0 |  | 8 |  | 7 |  | 11 |  | 1 |  |  |  | 27 | Total Narrow Body positions across all stands
Gate Functional Area including podiums, boarding queue and seating
| (to achieve IATA 'optimum' LoS) | Seats ¦ ft2 | 0 | 0 | 0 | 0 | 1089 | 28383.7745 | 960 | 24974.5939 | 1419 | 37500.9869 | 129 | 3409.1806
Commercial Space; Estimated Demand per Base Case Annual Pax
| Duty Free | ft2
| Specialist Retail | ft2
| F&B Total, including F&B seating | ft2
| Combined | ft2 |  | 40000 |  | 0 |  | 25000 |  | 3000 |  | 15000 |  | 0 | Plug Numbers based on SFO RDG initial schedule with additions
Commercial Space; Proposed Provision
| Duty Free | ft2
| Specialist retail | ft2
| F&B Total, including F&B seating | ft2
| Duty Free, Specialist Retail & F&B Total | ft2
| Event Space – promotions, seasonal events etc. | ft2 |  | 1000 |  | 0 |  | 1000 |  | 0 |  | 1000 |  | 0 | WB Assumption
Other Passenger Facilities
| Restrooms, inc. Parenting Rooms | ft2 | 1 | 2500 | 0 | 0 | 1 | 2500 | 1 | 2500 | 2 | 5000 | 1 | 2500 | 2500 | ft2 block per max six gates - quick assumption based on T2/BAE
| Vending, ATMs, Internet Kiosks, etc. | ft2 |  | 100 |  | 0 |  | 100 |  | 0 |  | 100 |  | 0 | WB pro-tem assumption
| Ancillary PAX facilities @ departures level | ft2 |  | 1000 |  | 0 |  | 1500 |  | 1000 |  | 1000 |  | 0 | WB assumption: multi-faith room, children’s play area, yoga room etc.
| Vertical Circulation | ft2 |  | 400 |  | 0 |  | 400 |  | 400 |  | 400 |  | 0 | Plug numbers - to be reviewed against block plans
| Principal Horizontal Circulation | ft2 |  | 20000 |  | 0 |  | 18000 |  | 20000 |  | 12000 |  | 0 | Initial estimate based on min. 30' wide concourse.
| Custodial, Maintenance, Airline Gate Supplies | ft2 |  | 200 |  | 0 |  | 400 |  | 200 |  | 400 |  | 200
| Subtotal: Programmed Areas | ft2 |  | 65200 |  | 0 |  | 77283.7745 |  | 52074.5939 |  | 72400.9869 |  | 6109.1806
| Structure, Services, Partitions & Envelope | ft2 |  | 6520 |  | 0 |  | 7728.3775 |  | 5207.4594 |  | 7240.0987 |  | 610.9181 | 10% | For structure, walls, m/s pods, ducts etc., (main plant below)
| Gross Departures Floor Plate | ft2 |  | 72000 |  | 0 |  | 85000 |  | 57000 |  | 80000 |  | 7000 | Rounded. Airline lounges, sterile corridor excluded as all on Mezzanine level.
|  |  | Zone 1 |  | Zone 1A |  | Zone 2 |  | Zone 3 |  | Zone 4 |  | Orphan

## Concourse Op4
Terminal Program Generator |  |  | Page 7d: Concourse Floor Plate - Rough Area Calculation - Option 4
| Fixed Link Calculations Added | Project: | #REF! | [14 empty] | Austin Webcor Joint Venture
RCS | #REF! | #REF! | Zone 1 |  | Zone 1A |  | Zone 2 |  | Zone 3 |  | Zone 4 |  | Orphan |  |  |  |  | HKS-WB-ED2-KYA
| #REF! |  | Concessions 1, Alternate A/C Parking |  | Concessions 1, Alternate A/C Parking |  | Concessions 1, Alternate A/C Parking |  | Concessions 1, Alternate A/C Parking |  | Concessions 1, Alternate A/C Parking |  | Concessions 1, Alternate A/C Parking |  |  |  |  | Option 2 incorporates the alternative aircraft stand layout.
|  |  | Units | Area (ft2 ) | Units | Area (ft2 ) | Units | Area (ft2 ) | Units | Area (ft2 ) | Units | Area (ft2 ) | Units | Area (ft2 ) | A/C Seats | GSA Seats | GSA Area (ft2 ) | GSA = Gate Seating Area, inc. boarding podiums, queue space, service desk & special needs space.
Base Data per Zone | Annual Passengers (T1 BAB) | MPPA | [15 empty] | Note (*): Group V MARS stands = 2 Group III stands
| Departures Busy Hour | Pax
| Arrivals Busy Hour | Pax
| Number of Group III Gates* | Gates | 0 |  | 2 |  | 3 |  | 7 |  | 10 |  | 1 |  | 190 | 129 | 3409.1806 | Large ADG III/Code C, ref.: JetBlue A321
| Number of Group V Non-MARS Gates | Gates | 0 |  | 0 |  | 0 |  | 0 |  | 0 |  | 0 |  | 252 | 154 | 4057.0479 | Small ADG V/Code E, ref.: US Airways A330-200
| Number of Group VI MARS Gates | Gates | 0 |  | 1 |  | 0 |  | 1 |  | 0 |  | 0 |  | 516 | 315 | 7928.6908 | ADG VI/Code F, ref.: Air France A380
| Total Narrowbody Stand Count | Stands | 0 |  | 4 |  | 3 |  | 9 |  | 10 |  | 1 |  |  |  | 27 | Total Narrow Body positions across all stands
Gate Functional Area including podiums, boarding queue and seating
| (to achieve IATA 'optimum' LoS) | Seats ¦ ft2 | 0 | 0 | 573 | 14747.052 | 387 | 10227.5419 | 1218 | 31792.9552 | 1290 | 34091.8063 | 129 | 3409.1806
Commercial Space; Estimated Demand per Base Case Annual Pax
| Duty Free | ft2
| Specialist Retail | ft2
| F&B Total, including F&B seating | ft2
| Combined | ft2 |  | 45000 |  | 2000 |  | 15000 |  | 3000 |  | 8000 |  | 0 | Plug Numbers based on SFO RDG initial schedule with additions
Commercial Space; Proposed Provision
| Duty Free | ft2
| Specialist retail | ft2
| F&B Total, including F&B seating | ft2
| Duty Free, Specialist Retail & F&B Total | ft2
| Event Space – promotions, seasonal events etc. | ft2 |  | 1000 |  | 0 |  | 1000 |  | 0 |  | 1000 |  | 0 | WB Assumption
Other Passenger Facilities
| Restrooms, inc. Parenting Rooms | ft2 | 1 | 2500 | 0 | 0 | 1 | 2500 | 1 | 2500 | 2 | 5000 | 1 | 2500 | 2500 | ft2 block per max six gates - quick assumption based on T2/BAE
| Vending, ATMs, Internet Kiosks, etc. | ft2 |  | 100 |  | 0 |  | 100 |  | 0 |  | 100 |  | 0 | WB pro-tem assumption
| Ancillary PAX facilities @ departures level | ft2 |  | 1000 |  | 0 |  | 1500 |  | 1000 |  | 1000 |  | 0 | WB assumption: multi-faith room, children’s play area, yoga room etc.
| Vertical Circulation | ft2 |  | 400 |  | 0 |  | 400 |  | 400 |  | 400 |  | 0 | Plug numbers - to be reviewed against block plans
| Principal Horizontal Circulation | ft2 |  | 30000 |  | 6000 |  | 18000 |  | 20000 |  | 10000 |  | 0 | Initial estimate based on min. 30' wide concourse.
| Custodial, Maintenance, Airline Gate Supplies | ft2 |  | 200 |  | 0 |  | 400 |  | 200 |  | 400 |  | 200
| Subtotal: Programmed Areas | ft2 |  | 80200 |  | 22747.052 |  | 49127.5419 |  | 58892.9552 |  | 59991.8063 |  | 6109.1806
| Structure, Services, Partitions & Envelope | ft2 |  | 8020 |  | 2274.7052 |  | 4912.7542 |  | 5889.2955 |  | 5999.1806 |  | 610.9181 | 10% | For structure, walls, m/s pods, ducts etc., (main plant below)
| Gross Departures Floor Plate | ft2 |  | 88000 |  | 25000 |  | 54000 |  | 65000 |  | 66000 |  | 7000 | Rounded. Airline lounges, sterile corridor excluded as all on Mezzanine level.
|  |  | Zone 1 |  | Zone 1A |  | Zone 2 |  | Zone 3 |  | Zone 4 |  | Orphan

## Prog Layout
Terminal Program Generator |  |  | Page7e: Concourse Floor Plate - Approx. Area Demand - Programming Layout
| Fixed Link Calculations Added | Project: | #REF! | [12 empty] | Austin Webcor Joint Venture
RCS | #REF! | #REF! | Zone 1 |  | Zone 2 |  | Zone 3 |  | Orphan* | [6 empty] | HKS-WB-ED2-KYA
| #REF! |  | Concessions Flow, Final A/C Parking |  | Concessions Flow, Final A/C Parking |  | Concessions Flow, Final A/C Parking |  | Concessions Flow, Final A/C Parking |  | A/C Seats | GSA Seats Base | GSA Area Base | GSA Seats HIGH | GSA Area HIGH | GSA = Gate Seating Area, inc. boarding podiums, queue space, service desk & special needs space.
|  |  | Units | Area (ft2 ) | Units | Area (ft2 ) | Units | Area (ft2 ) | Units | Area (ft2 ) | Units | Units | Area (ft2 ) | Units | Area (ft2 ) | Note (*): Group V MARS stands = 2 Group III stands
Base Data per Zone | Annual Passengers (T1 BAB) | MPPA
| Departures Busy Hour | Pax
| Arrivals Busy Hour | Pax
| Number of Group III Gates* | Gates | 7 |  | 3 |  | 8 |  | 3 |  | 190 | 129 | 3409.1806 | 138.985 | 3635.0377 | Large ADG III/Code C, ref.: JetBlue A321
| Number of Group V Non-MARS Gates | Gates | 0 |  | 0 |  | 0 |  | 0 |  | 252 | 154 | 4057.0479 | 165.9042 | 4327.2781 | Small ADG V/Code E, ref.: US Airways A330-200
| Number of Group VI MARS Gates | Gates | 0 |  | 2 |  | 1 |  | 0 |  | 516 | 315 | 7928.6908 | 339.7086 | 8487.76 | ADG VI/Code F, ref.: Air France A380
| Total Narrowbody Stand Count | Stands | 7 |  | 7 |  | 10 |  | 3 |  | 27 |  |  |  |  | Total Narrow Body positions across all stands
Gate Functional Area including podiums, boarding queue and seating
| BASE (to achieve IATA 'optimum' LoS) | Seats ¦ ft2 | 903 | 23864.2644 | 1017 | 26084.9234 | 1347 | 35202.1358 | 387 | 10227.5419 | [6 empty] | 85151.3236
| HIGH (to achieve IATA 'optimum' LoS) | Seats ¦ ft2 | 972.895 | 25445.2637 | 1096.3722 | 27880.6329 | 1451.5886 | 37568.0613 | 416.955 | 10905.113 | [6 empty] | 90893.9579
Commercial Space; Estimated Demand per Base Case Annual Pax
| Duty Free | ft2
| Specialist Retail | ft2
| F&B Total, including F&B seating | ft2
| Combined | ft2 |  | 30740 |  | 8750 |  | 10380 |  | 0 | Numbers based on Developed Programming Concessions Scheme | [5 empty] | 49870
Commercial Space; Proposed Provision
| Duty Free | ft2
| Specialist retail | ft2
| F&B Total, including F&B seating | ft2
| Duty Free, Specialist Retail & F&B Total | ft2
| Art/Events; promotions, seasonal, exhibits etc. | ft2 |  | 1000 |  | 1000 |  | 1000 |  | 0 | Design Team Assumption | [5 empty] | 3000
Other Passenger Facilities
| Restrooms, inc. Parenting Rooms | ft2 | 1.1667 | 3150 | 1.1667 | 3150 | 1.6667 | 4500 | 0.5 | 1350 | 2700 | ft2 block per max six gates - quick assumption based on T2/BAE |  |  |  |  | 10800
| Vending, ATMs, Internet Kiosks, etc. | ft2 |  | 100 |  | 100 |  | 100 |  | 0 | Design Team pro-tem assumption | [5 empty] | 300
| Ancillary PAX facilities @ departures level | ft2 |  | 1000 |  | 1000 |  | 1000 |  | 0 | Design Team assumption: multi-faith room, children’s play area, yoga room etc. | [5 empty] | 3000 | 14100
| Vertical Circulation | ft2 |  | 1500 |  | 1500 |  | 1000 |  | 0 | Plug numbers - to be reviewed against block plans | [5 empty] | 4000
| Principal Horizontal Circulation | ft2 |  | 33900 |  | 21800 |  | 12000 |  | 0 | Assumed two 30' wide concourses in zone 1, 40' in Zone 2 (moving walkways) & 30' in Zone 3. | [5 empty] | 67700
| Custodial, Maintenance, Airline Stores, Etc. | ft2 |  | 800 |  | 800 |  | 500 |  | 200 | [6 empty] | 2100
| Subtotal: Programmed Areas BASE | ft2 |  | 96054.2644 |  | 64184.9234 |  | 65682.1358 |  | 11777.5419
| Structure, Services, Partitions & Envelope | ft2 |  | 9605.4264 |  | 6418.4923 |  | 6568.2136 |  | 1177.7542 | 10% | For structure, walls, m/s pods, ducts etc., (main plant below) |  |  |  |  | 22592.1324
| Gross Departures Floor Plate BASE | ft2 |  | 106000 |  | 71000 |  | 72000 |  | 13000 | Rounded. Airline lounges, sterile corridor excluded as all on Mezzanine level. | [5 empty] | 249000
| Subtotal: Programmed Areas HIGH | ft2 |  | 97635.2637 |  | 65980.6329 |  | 68048.0613 |  | 12455.113
| Structure, Services, Partitions & Envelope | ft2 |  | 9763.5264 |  | 6598.0633 |  | 6804.8061 |  | 1245.5113 | 10% | For structure, walls, m/s pods, ducts etc., (main plant below) |  |  |  |  | 23166.3958
| Gross Departures Floor Plate HIGH | ft2 |  | 107000 |  | 73000 |  | 75000 |  | 14000 | Rounded. Airline lounges, sterile corridor excluded as all on Mezzanine level. | [5 empty] | 255000
|  |  | Zone 1 |  | Zone 2 |  | Zone 3 |  | Orphan*

## Gate Allocation
Terminal Program Generator |  |  |  | Page 8: Gate Allocation
|  | Fixed Link Calculations Added | Project: | #REF! | [13 empty] | Austin Webcor Joint Venture
RCS |  | #REF! | #REF! | 2014 |  | 2015 |  | 2018 |  | 2023 |  | Base Case |  | High Case |  |  |  | HKS-WB-ED2-KYA
|  | #REF! | [15 empty] | BAB and BAC together comprise 36 Narrow Body Equivalent stands (NBE). This treats MARS stands as 2, averages the sub-ADG III and the ADG IV stands on BAC and ignores the 'Orphan stand. BAC comprises 10 NBE stands, i.e. 28% of the total NBE number.
|  |  |  | Units | Area (ft2 ) | Units | Area (ft2 ) | Units | Area (ft2 ) | Units | Area (ft2 ) | Units | Area (ft2 ) | Units | Area (ft2 )
Base Data |  | T1 Annual Passengers (BAB & BAC) | MPPA |  |  |  |  | 15.1261 |  | 16.7722 |  | 17.321 |  | 19.8178
|  | 2-Way Design Day Peak Hour | Pax |  |  |  |  | 3520 |  | 4258 |  | 4513 |  | 5090 |  |  |  | For comparison the T2 combined Base Case forecast (Virgin America plus United) is 8.35m passengers per annum, 2-way DDPH of 2,700 pax, departures DDPH of 1,664 pax and Arrivals DDPH of 1,353 pax.
|  | Departures Design Day Peak Hour | Pax |  |  |  |  | 2283 |  | 2497 |  | 2663 |  | 2912
|  | Arrivals Design Day Peak Hour | Pax |  |  |  |  | 2193 |  | 2358 |  | 2444 |  | 2914
Pre-Programming Airline Gate Allocation - Analysis
SFO Forecast Updated Scheme 1 (2014) - As Shown
BAB | BAC |  |  | Sub- ADG III Stands | Full ADG III Stands | Full ADG III Intl. Stands | ADG IV Stands | ADG V Stands | ADG V MARS Stands | ADG VI MARS Stands | ADG VI MARS Intl. Stands | Total Narrow Body Equiv.
X |  | Air Canada | AC |  | 3 | [6 empty] | 3
X |  | Alaska | AS |  | 3 | [6 empty] | 3
X |  | American Airlines | AA |  | 6 |  |  |  |  | 2 |  | 10
| X | Delta | DL |  | 5 |  | 1 |  |  |  |  | 6
X |  | Frontier | F9 | [8 empty] | 0
|  | Hawaiian | HA | [8 empty] | 0
| X | JetBlue | B6 |  | 2 | [6 empty] | 2
X |  | Southwest | WN |  | 6 | [6 empty] | 6
|  | Sun Country | SY | [8 empty] | 0
|  | WestJet | WS | [8 empty] | 0
|  | Common Use |  | 1 | 1 | 1 |  |  |  |  | 2 | 7
|  |  |  | 1 | 26 | 1 | 1 | 0 | 0 | 2 | 2 | 37
Stand Demand from SFO ADP Aviation Demand Forecasts (July 1st 2015)
|  |  |  | Design Day Flight Schedule - Base Case - Hours Per Day - Max | [9 empty] | Requirement
BAB | BAC |  |  | 1 Stand or More | 2 Stands or More | 3 Stands or More | 4 Stands or More | 5 Stands or More | 6 Stands or More | 7 Stands or More | 8 Stands or More | 9 Stands or More | 10 Stands or More | Regular | Short Periods | Once a Day
|  | Air Canada | AC | 18 | 10 | 5 | 1 | 0 | [5 empty] | 2 | 3 | 4 | AC
X |  | Alaska | AS | 18 | 11 | 6 | 4 | 0 | [5 empty] | 3 | 4 | 4 | AS
X |  | American Airlines | AA | 22 | 21 | 20 | 20 | 16 | 14 | 7 | 5 | 3 | 0 | 7 | 9 | 9 | AA
| X | Delta | DL | 21 | 19 | 19 | 19 | 16 | 11 | 6 | 1 | 0 |  | 6 | 7 | 8 | DL
X |  | Frontier | F9 | 6 | 0 | [8 empty] | 1 | 1 | 1 | F9
|  | Hawaiian | HA | 4 | 0 | [8 empty] | 0 | 1 | 1 | HA
| X | JetBlue | B6 | 20 | 5 | [8 empty] | 1 | 2 | 2 | B6
X |  | Southwest | WN | 21 | 20 | 20 | 14 | 10 | 6 | 2 | 2 | 0 |  | 5 | 8 | 8 | WN
|  | Sun Country | SY | 2 | 0 | [8 empty] | 0 | 1 | 1 | SY
|  | WestJet | WS | [13 empty] | WS
|  | Common Use International Swing | 0 | [10 empty] | 5 | 5 | 5 | 0
[14 empty] | 30 | 41 | 43
|  |  |  | Design Day Flight Schedule - Base Case - Hours Per Day - Excl 5 min Peaks | [9 empty] | Allocation
BAB | BAC |  |  | 1 Stand or More | 2 Stands or More | 3 Stands or More | 4 Stands or More | 5 Stands or More | 6 Stands or More | 7 Stands or More | 8 Stands or More | 9 Stands or More | 10 Stands or More | Regular | Short Periods | Once a Day
|  | Air Canada | AC | 18 | 9 | 4 | 0 | 0 | [5 empty] | 2 | 3 | 3 | AC
X |  | Alaska | AS | 18 | 10 | 6 | 3 | 0 | [5 empty] | 3 | 4 | 4 | AS
X |  | American Airlines | AA | 22 | 21 | 20 | 20 | 16 | 13 | 5 | 4 | 2 | 0 | 6 | 8 | 9 | AA
| X | Delta | DL | 21 | 19 | 19 | 18 | 16 | 11 | 4 | 0 | 0 |  | 6 | 7 | 7 | DL
X |  | Frontier | F9 | 6 | 0 | [8 empty] | 1 | 1 | 1 | F9
|  | Hawaiian | HA | 4 | 0 | [8 empty] | 0 | 1 | 1 | HA
| X | JetBlue | B6 | 20 | 4 | [8 empty] | 1 | 2 | 2 | B6
X |  | Southwest | WN | 21 | 20 | 20 | 14 | 10 | 5 | 1 | 0 | 0 |  | 5 | 6 | 7 | WN
|  | Sun Country | SY | 2 | 0 | [8 empty] | 0 | 1 | 1 | SY
|  | WestJet | WS | [13 empty] | WS
|  | Common Use International Swing | 0 | [10 empty] | 5 | 5 | 5 | 0
[14 empty] | 29 | 38 | 40
Note on K16: Richard Spencer: Adjacent to Intl ADG VI MARS stands.
Note on E24: Richard Spencer: Between B6 & DL on BAC.
Note on F24: Richard Spencer: Between DL & B6 on BAC.
Note on G24: Richard Spencer: Between BAA and BAB (the 'Orphan')